## Miniature_and_residual_circuit_
Product | Image | Image Link | ENG Description | ENG Datasheet Link | ITA Description | ITA Datasheet Link | POL Description | POL Datasheet Link | RON Description | RON Datasheet Link
1P18K57S0U50 | 1P18K57S0U50.jpg | http://datasheet.lovatoelectric.com/Miniature_and_residual_circuit_breakers/products_images/1P18K57S0U50.jpg | Single-pole supply busbar | http://datasheet.lovatoelectric.com/Miniature_and_residual_circuit_breakers/ENG/1P18K57S0U50.pdf | Barra di alimentazione unipolare | http://datasheet.lovatoelectric.com/Miniature_and_residual_circuit_breakers/ITA/1P18K57S0U50.pdf | Szyna łącząca, jednofazowa | http://datasheet.lovatoelectric.com/Miniature_and_residual_circuit_breakers/POL/1P18K57S0U50.pdf | Single-pole supply busbar | http://datasheet.lovatoelectric.com/Miniature_and_residual_circuit_breakers/RON/1P18K57S0U50.pdf
2P18L56S0U50 | 2P18L56S0U50.jpg | http://datasheet.lovatoelectric.com/Miniature_and_residual_circuit_breakers/products_images/2P18L56S0U50.jpg | Two-pole supply busbar | http://datasheet.lovatoelectric.com/Miniature_and_residual_circuit_breakers/ENG/2P18L56S0U50.pdf | Barra di alimentazione bipolare | http://datasheet.lovatoelectric.com/Miniature_and_residual_circuit_breakers/ITA/2P18L56S0U50.pdf | Szyna łącząca, dwufazowa | http://datasheet.lovatoelectric.com/Miniature_and_residual_circuit_breakers/POL/2P18L56S0U50.pdf | Two-pole supply busbar | http://datasheet.lovatoelectric.com/Miniature_and_residual_circuit_breakers/RON/2P18L56S0U50.pdf
3P18L57S0U50 | 3P18L57SOU50.jpg | http://datasheet.lovatoelectric.com/Miniature_and_residual_circuit_breakers/products_images/3P18L57SOU50.jpg | Three-pole supply busbar | http://datasheet.lovatoelectric.com/Miniature_and_residual_circuit_breakers/ENG/3P18L57S0U50.pdf | Barra di alimentazione tripolare | http://datasheet.lovatoelectric.com/Miniature_and_residual_circuit_breakers/ITA/3P18L57S0U50.pdf | Szyna łącząca, trójfazowa | http://datasheet.lovatoelectric.com/Miniature_and_residual_circuit_breakers/POL/3P18L57S0U50.pdf | Three-pole supply busbar | http://datasheet.lovatoelectric.com/Miniature_and_residual_circuit_breakers/RON/3P18L57S0U50.pdf
802150S | 802150S.jpg | http://datasheet.lovatoelectric.com/Miniature_and_residual_circuit_breakers/products_images/802150S.jpg | Single-pole terminal block to supply busbar 1P18K57S0U50; conductor section 10 to 1 AWG | http://datasheet.lovatoelectric.com/Miniature_and_residual_circuit_breakers/ENG/802150S.pdf | Morsetto unipolare per alimentazione barre 1P18K57S0U50; sezione conduttore 10...1AWG | http://datasheet.lovatoelectric.com/Miniature_and_residual_circuit_breakers/ITA/802150S.pdf | Zacisk zasilający do szyny 1P18K57S0U50; przekrój przewodu 10 do 1 AWG | http://datasheet.lovatoelectric.com/Miniature_and_residual_circuit_breakers/POL/802150S.pdf | Single-pole terminal block to supply busbar 1P18K57S0U50; conductor section 10 to 1 AWG | http://datasheet.lovatoelectric.com/Miniature_and_residual_circuit_breakers/RON/802150S.pdf
802180 | 802180.jpg | http://datasheet.lovatoelectric.com/Miniature_and_residual_circuit_breakers/products_images/802180.jpg | Single-pole terminal block to supply busbar 2P18L56S0U50 and 3P18L57S0U50; conductor section 10 to 1 AWG | http://datasheet.lovatoelectric.com/Miniature_and_residual_circuit_breakers/ENG/802180.pdf | Morsetto unipolare per alimentazione barre 2P18L56S0U50 e 3P18L57S0U50; sezione conduttore 10...1AWG | http://datasheet.lovatoelectric.com/Miniature_and_residual_circuit_breakers/ITA/802180.pdf | Zacisk zasilający do szyny 2P18L56S0U50 i 3P18L57S0U50; przekrój przewodu 10 do 1 AWG | http://datasheet.lovatoelectric.com/Miniature_and_residual_circuit_breakers/POL/802180.pdf | Single-pole terminal block to supply busbar 2P18L56S0U50 and 3P18L57S0U50; conductor section 10 to 1 AWG | http://datasheet.lovatoelectric.com/Miniature_and_residual_circuit_breakers/RON/802180.pdf
802307 | 802307.jpg | http://datasheet.lovatoelectric.com/Miniature_and_residual_circuit_breakers/products_images/802307.jpg | Single-pole terminal block to power bars; conductor section 14 to 2 AWG | http://datasheet.lovatoelectric.com/Miniature_and_residual_circuit_breakers/ENG/802307.pdf | Morsetto unipolare per alimentazione barre; sezione conduttore 14...2AWG | http://datasheet.lovatoelectric.com/Miniature_and_residual_circuit_breakers/ITA/802307.pdf | Jednopolowy zacisk zasilający do szyny; przekrój przewodu 14 do 2 AWG | http://datasheet.lovatoelectric.com/Miniature_and_residual_circuit_breakers/POL/802307.pdf | Single-pole terminal block to power bars; conductor section 14 to 2 AWG | http://datasheet.lovatoelectric.com/Miniature_and_residual_circuit_breakers/RON/802307.pdf
A68 | A68.jpg | http://datasheet.lovatoelectric.com/Miniature_and_residual_circuit_breakers/products_images/A68.jpg | End cap for all ULC... Type bars | http://datasheet.lovatoelectric.com/Miniature_and_residual_circuit_breakers/ENG/A68.pdf | Tappo di chiusura per tutte le barre tipo ULC... | http://datasheet.lovatoelectric.com/Miniature_and_residual_circuit_breakers/ITA/A68.pdf | Pokrywa zamykająca do wszystkich szyn ULC | http://datasheet.lovatoelectric.com/Miniature_and_residual_circuit_breakers/POL/A68.pdf | End cap for all ULC... Type bars | http://datasheet.lovatoelectric.com/Miniature_and_residual_circuit_breakers/RON/A68.pdf
A69 | A69.jpg | http://datasheet.lovatoelectric.com/Miniature_and_residual_circuit_breakers/products_images/A69.jpg | End cap for 1P18K57S0U50 | http://datasheet.lovatoelectric.com/Miniature_and_residual_circuit_breakers/ENG/A69.pdf | Tappo di chiusura per 1P18K57S0U50 | http://datasheet.lovatoelectric.com/Miniature_and_residual_circuit_breakers/ITA/A69.pdf | Osłona końcówki szyny 1P18K57S0U50 | http://datasheet.lovatoelectric.com/Miniature_and_residual_circuit_breakers/POL/A69.pdf | End cap for 1P18K57S0U50 | http://datasheet.lovatoelectric.com/Miniature_and_residual_circuit_breakers/RON/A69.pdf
A7 | A7.jpg | http://datasheet.lovatoelectric.com/Miniature_and_residual_circuit_breakers/products_images/A7.jpg | End cap for 2P18L56S0U50 and 3P18L57S0U50 | http://datasheet.lovatoelectric.com/Miniature_and_residual_circuit_breakers/ENG/A7.pdf | Tappo di chiusura per 2P18L56S0U50 e 3P18L57S0U50 | http://datasheet.lovatoelectric.com/Miniature_and_residual_circuit_breakers/ITA/A7.pdf | Osłona końcówki szyny 2P18L56S0U50 i 3P18L57S0U50 | http://datasheet.lovatoelectric.com/Miniature_and_residual_circuit_breakers/POL/A7.pdf | End cap for 2P18L56S0U50 and 3P18L57S0U50 | http://datasheet.lovatoelectric.com/Miniature_and_residual_circuit_breakers/RON/A7.pdf
BRB5W | BRB5W.jpg | http://datasheet.lovatoelectric.com/Miniature_and_residual_circuit_breakers/products_images/BRB5W.jpg | Kit of 5 insulating caps for unused bar terminals | http://datasheet.lovatoelectric.com/Miniature_and_residual_circuit_breakers/ENG/BRB5W.pdf | Kit di 5 coperture isolanti per terminali barre inutilizzati | http://datasheet.lovatoelectric.com/Miniature_and_residual_circuit_breakers/ITA/BRB5W.pdf | Zestaw 5 osłon do nieużywanych przyłączy szyny | http://datasheet.lovatoelectric.com/Miniature_and_residual_circuit_breakers/POL/BRB5W.pdf | Kit of 5 insulating caps for unused bar terminals | http://datasheet.lovatoelectric.com/Miniature_and_residual_circuit_breakers/RON/BRB5W.pdf
BRU3V | BRU3V.jpg | http://datasheet.lovatoelectric.com/Miniature_and_residual_circuit_breakers/products_images/BRU3V.jpg | Kit of 3 insulating caps for unused bar terminals | http://datasheet.lovatoelectric.com/Miniature_and_residual_circuit_breakers/ENG/BRU3V.pdf | Kit di 3 coperture isolanti per terminali barre inutilizzati | http://datasheet.lovatoelectric.com/Miniature_and_residual_circuit_breakers/ITA/BRU3V.pdf | Zestaw 3 osłon do nieużywanych przyłączy szyny | http://datasheet.lovatoelectric.com/Miniature_and_residual_circuit_breakers/POL/BRU3V.pdf | Kit of 3 insulating caps for unused bar terminals | http://datasheet.lovatoelectric.com/Miniature_and_residual_circuit_breakers/RON/BRU3V.pdf
P1MB1MB06 | P1MB1MB10.jpg | http://datasheet.lovatoelectric.com/Miniature_and_residual_circuit_breakers/products_images/P1MB1MB10.jpg | Miniature circuit breaker, 1P+N - 6kA. 1 module, characteristic B, 6A | http://datasheet.lovatoelectric.com/Miniature_and_residual_circuit_breakers/ENG/P1MB1MB06.pdf | Interruttore magnetotermico, 1P+N - 6kA. 1 modulo, caratteristica B, 6A | http://datasheet.lovatoelectric.com/Miniature_and_residual_circuit_breakers/ITA/P1MB1MB06.pdf | Wyłącznik nadprądowy, 6kA - 1P+N - 1 moduł - charakterystyka B, 6A | http://datasheet.lovatoelectric.com/Miniature_and_residual_circuit_breakers/POL/P1MB1MB06.pdf | INTRERUPATOR MODULAR, 1P+N - 6kA, 1 MODUL, CURBA B, 6A | http://datasheet.lovatoelectric.com/Miniature_and_residual_circuit_breakers/RON/P1MB1MB06.pdf
P1MB1MB10 | P1MB1MB10.jpg | http://datasheet.lovatoelectric.com/Miniature_and_residual_circuit_breakers/products_images/P1MB1MB10.jpg | Miniature circuit breaker, 1P+N - 6kA. 1 module, characteristic B, 10A | http://datasheet.lovatoelectric.com/Miniature_and_residual_circuit_breakers/ENG/P1MB1MB10.pdf | Interruttore magnetotermico, 1P+N - 6kA. 1 modulo, caratteristica B, 10A | http://datasheet.lovatoelectric.com/Miniature_and_residual_circuit_breakers/ITA/P1MB1MB10.pdf | Wyłącznik nadprądowy, 6kA - 1P+N - 1 moduł - charakterystyka B, 10A | http://datasheet.lovatoelectric.com/Miniature_and_residual_circuit_breakers/POL/P1MB1MB10.pdf | INTRERUPATOR MODULAR, 1P+N - 6kA, 1 MODUL, CURBA B, 10A | http://datasheet.lovatoelectric.com/Miniature_and_residual_circuit_breakers/RON/P1MB1MB10.pdf
P1MB1MB16 | P1MB1MB10.jpg | http://datasheet.lovatoelectric.com/Miniature_and_residual_circuit_breakers/products_images/P1MB1MB10.jpg | Miniature circuit breaker, 1P+N - 6kA. 1 module, characteristic B, 16A | http://datasheet.lovatoelectric.com/Miniature_and_residual_circuit_breakers/ENG/P1MB1MB16.pdf | Interruttore magnetotermico, 1P+N - 6kA. 1 modulo, caratteristica B, 16A | http://datasheet.lovatoelectric.com/Miniature_and_residual_circuit_breakers/ITA/P1MB1MB16.pdf | Wyłącznik nadprądowy, 6kA - 1P+N - 1 moduł - charakterystyka B, 16A | http://datasheet.lovatoelectric.com/Miniature_and_residual_circuit_breakers/POL/P1MB1MB16.pdf | INTRERUPATOR MODULAR, 1P+N - 6kA, 1 MODUL, CURBA B, 16A | http://datasheet.lovatoelectric.com/Miniature_and_residual_circuit_breakers/RON/P1MB1MB16.pdf
P1MB1MB20 | P1MB1MB10.jpg | http://datasheet.lovatoelectric.com/Miniature_and_residual_circuit_breakers/products_images/P1MB1MB10.jpg | Miniature circuit breaker, 1P+N - 6kA. 1 module, characteristic B, 20A | http://datasheet.lovatoelectric.com/Miniature_and_residual_circuit_breakers/ENG/P1MB1MB20.pdf | Interruttore magnetotermico, 1P+N - 6kA. 1 modulo, caratteristica B, 20A | http://datasheet.lovatoelectric.com/Miniature_and_residual_circuit_breakers/ITA/P1MB1MB20.pdf | Wyłącznik nadprądowy, 6kA - 1P+N - 1 moduł - charakterystyka B, 20A | http://datasheet.lovatoelectric.com/Miniature_and_residual_circuit_breakers/POL/P1MB1MB20.pdf | INTRERUPATOR MODULAR, 1P+N - 6kA, 1 MODUL, CURBA B, 20A | http://datasheet.lovatoelectric.com/Miniature_and_residual_circuit_breakers/RON/P1MB1MB20.pdf
P1MB1MB25 | P1MB1MB10.jpg | http://datasheet.lovatoelectric.com/Miniature_and_residual_circuit_breakers/products_images/P1MB1MB10.jpg | Miniature circuit breaker, 1P+N - 6kA. 1 module, characteristic B, 25A | http://datasheet.lovatoelectric.com/Miniature_and_residual_circuit_breakers/ENG/P1MB1MB25.pdf | Interruttore magnetotermico, 1P+N - 6kA. 1 modulo, caratteristica B, 25A | http://datasheet.lovatoelectric.com/Miniature_and_residual_circuit_breakers/ITA/P1MB1MB25.pdf | Wyłącznik nadprądowy, 6kA - 1P+N - 1 moduł - charakterystyka B, 25A | http://datasheet.lovatoelectric.com/Miniature_and_residual_circuit_breakers/POL/P1MB1MB25.pdf | INTRERUPATOR MODULAR, 1P+N - 6kA, 1 MODUL, CURBA B, 25A | http://datasheet.lovatoelectric.com/Miniature_and_residual_circuit_breakers/RON/P1MB1MB25.pdf
P1MB1MB32 | P1MB1MB10.jpg | http://datasheet.lovatoelectric.com/Miniature_and_residual_circuit_breakers/products_images/P1MB1MB10.jpg | Miniature circuit breaker, 1P+N - 6kA. 1 module, characteristic B, 32A | http://datasheet.lovatoelectric.com/Miniature_and_residual_circuit_breakers/ENG/P1MB1MB32.pdf | Interruttore magnetotermico, 1P+N - 6kA. 1 modulo, caratteristica B, 32A | http://datasheet.lovatoelectric.com/Miniature_and_residual_circuit_breakers/ITA/P1MB1MB32.pdf | Wyłącznik nadprądowy, 6kA - 1P+N - 1 moduł - charakterystyka B, 32A | http://datasheet.lovatoelectric.com/Miniature_and_residual_circuit_breakers/POL/P1MB1MB32.pdf | INTRERUPATOR MODULAR, 1P+N - 6kA, 1 MODUL, CURBA B, 32A | http://datasheet.lovatoelectric.com/Miniature_and_residual_circuit_breakers/RON/P1MB1MB32.pdf
P1MB1MC02 | P1MB1MC04.jpg | http://datasheet.lovatoelectric.com/Miniature_and_residual_circuit_breakers/products_images/P1MB1MC04.jpg | Miniature circuit breaker, 1P+N - 6kA. 1 module, characteristic C, 2A | http://datasheet.lovatoelectric.com/Miniature_and_residual_circuit_breakers/ENG/P1MB1MC02.pdf | Interruttore magnetotermico, 1P+N - 6kA. 1 modulo, caratteristica C, 2A | http://datasheet.lovatoelectric.com/Miniature_and_residual_circuit_breakers/ITA/P1MB1MC02.pdf | Wyłącznik nadprądowy, 6kA - 1P+N - 1 moduł - charakterystyka C, 2A | http://datasheet.lovatoelectric.com/Miniature_and_residual_circuit_breakers/POL/P1MB1MC02.pdf | INTRERUPATOR MODULAR, 1P+N - 6kA, 1 MODUL, CURBA C, 2A | http://datasheet.lovatoelectric.com/Miniature_and_residual_circuit_breakers/RON/P1MB1MC02.pdf
P1MB1MC04 | P1MB1MC04.jpg | http://datasheet.lovatoelectric.com/Miniature_and_residual_circuit_breakers/products_images/P1MB1MC04.jpg | Miniature circuit breaker, 1P+N - 6kA. 1 module, characteristic C, 4A | http://datasheet.lovatoelectric.com/Miniature_and_residual_circuit_breakers/ENG/P1MB1MC04.pdf | Interruttore magnetotermico, 1P+N - 6kA. 1 modulo, caratteristica C, 4A | http://datasheet.lovatoelectric.com/Miniature_and_residual_circuit_breakers/ITA/P1MB1MC04.pdf | Wyłącznik nadprądowy, 6kA - 1P+N - 1 moduł - charakterystyka C, 4A | http://datasheet.lovatoelectric.com/Miniature_and_residual_circuit_breakers/POL/P1MB1MC04.pdf | INTRERUPATOR MODULAR, 1P+N - 6kA, 1 MODUL, CURBA C, 4A | http://datasheet.lovatoelectric.com/Miniature_and_residual_circuit_breakers/RON/P1MB1MC04.pdf
P1MB1MC06 | P1MB1MC04.jpg | http://datasheet.lovatoelectric.com/Miniature_and_residual_circuit_breakers/products_images/P1MB1MC04.jpg | Miniature circuit breaker, 1P+N - 6kA. 1 module, characteristic C, 6A | http://datasheet.lovatoelectric.com/Miniature_and_residual_circuit_breakers/ENG/P1MB1MC06.pdf | Interruttore magnetotermico, 1P+N - 6kA. 1 modulo, caratteristica C, 6A | http://datasheet.lovatoelectric.com/Miniature_and_residual_circuit_breakers/ITA/P1MB1MC06.pdf | Wyłącznik nadprądowy, 6kA - 1P+N - 1 moduł - charakterystyka C, 6A | http://datasheet.lovatoelectric.com/Miniature_and_residual_circuit_breakers/POL/P1MB1MC06.pdf | INTRERUPATOR MODULAR, 1P+N - 6kA, 1 MODUL, CURBA C, 6A | http://datasheet.lovatoelectric.com/Miniature_and_residual_circuit_breakers/RON/P1MB1MC06.pdf
P1MB1MC10 | P1MB1MC04.jpg | http://datasheet.lovatoelectric.com/Miniature_and_residual_circuit_breakers/products_images/P1MB1MC04.jpg | Miniature circuit breaker, 1P+N - 6kA. 1 module, characteristic C, 10A | http://datasheet.lovatoelectric.com/Miniature_and_residual_circuit_breakers/ENG/P1MB1MC10.pdf | Interruttore magnetotermico, 1P+N - 6kA. 1 modulo, caratteristica C, 10A | http://datasheet.lovatoelectric.com/Miniature_and_residual_circuit_breakers/ITA/P1MB1MC10.pdf | Wyłącznik nadprądowy, 6kA - 1P+N - 1 moduł - charakterystyka C, 10A | http://datasheet.lovatoelectric.com/Miniature_and_residual_circuit_breakers/POL/P1MB1MC10.pdf | INTRERUPATOR MODULAR, 1P+N - 6kA, 1 MODUL, CURBA C, 10A | http://datasheet.lovatoelectric.com/Miniature_and_residual_circuit_breakers/RON/P1MB1MC10.pdf
P1MB1MC13 | P1MB1MC04.jpg | http://datasheet.lovatoelectric.com/Miniature_and_residual_circuit_breakers/products_images/P1MB1MC04.jpg | Miniature circuit breaker, 1P+N - 6kA. 1 module, characteristic C, 13A | http://datasheet.lovatoelectric.com/Miniature_and_residual_circuit_breakers/ENG/P1MB1MC13.pdf | Interruttore magnetotermico, 1P+N - 6kA. 1 modulo, caratteristica C, 13A | http://datasheet.lovatoelectric.com/Miniature_and_residual_circuit_breakers/ITA/P1MB1MC13.pdf | Wyłącznik nadprądowy, 6kA - 1P+N - 1 moduł - charakterystyka C, 13A | http://datasheet.lovatoelectric.com/Miniature_and_residual_circuit_breakers/POL/P1MB1MC13.pdf | INTRERUPATOR MODULAR, 1P+N - 6kA, 1 MODUL, CURBA C, 13A | http://datasheet.lovatoelectric.com/Miniature_and_residual_circuit_breakers/RON/P1MB1MC13.pdf
P1MB1MC16 | P1MB1MC04.jpg | http://datasheet.lovatoelectric.com/Miniature_and_residual_circuit_breakers/products_images/P1MB1MC04.jpg | Miniature circuit breaker, 1P+N - 6kA. 1 module, characteristic C, 16A | http://datasheet.lovatoelectric.com/Miniature_and_residual_circuit_breakers/ENG/P1MB1MC16.pdf | Interruttore magnetotermico, 1P+N - 6kA. 1 modulo, caratteristica C, 16A | http://datasheet.lovatoelectric.com/Miniature_and_residual_circuit_breakers/ITA/P1MB1MC16.pdf | Wyłącznik nadprądowy, 6kA - 1P+N - 1 moduł - charakterystyka C, 16A | http://datasheet.lovatoelectric.com/Miniature_and_residual_circuit_breakers/POL/P1MB1MC16.pdf | INTRERUPATOR MODULAR, 1P+N - 6kA, 1 MODUL, CURBA C, 16A | http://datasheet.lovatoelectric.com/Miniature_and_residual_circuit_breakers/RON/P1MB1MC16.pdf
P1MB1MC20 | P1MB1MC04.jpg | http://datasheet.lovatoelectric.com/Miniature_and_residual_circuit_breakers/products_images/P1MB1MC04.jpg | Miniature circuit breaker, 1P+N - 6kA. 1 module, characteristic C, 20A | http://datasheet.lovatoelectric.com/Miniature_and_residual_circuit_breakers/ENG/P1MB1MC20.pdf | Interruttore magnetotermico, 1P+N - 6kA. 1 modulo, caratteristica C, 20A | http://datasheet.lovatoelectric.com/Miniature_and_residual_circuit_breakers/ITA/P1MB1MC20.pdf | Wyłącznik nadprądowy, 6kA - 1P+N - 1 moduł - charakterystyka C, 20A | http://datasheet.lovatoelectric.com/Miniature_and_residual_circuit_breakers/POL/P1MB1MC20.pdf | INTRERUPATOR MODULAR, 1P+N - 6kA, 1 MODUL, CURBA C, 20A | http://datasheet.lovatoelectric.com/Miniature_and_residual_circuit_breakers/RON/P1MB1MC20.pdf
P1MB1MC25 | P1MB1MC04.jpg | http://datasheet.lovatoelectric.com/Miniature_and_residual_circuit_breakers/products_images/P1MB1MC04.jpg | Miniature circuit breaker, 1P+N - 6kA. 1 module, characteristic C, 25A | http://datasheet.lovatoelectric.com/Miniature_and_residual_circuit_breakers/ENG/P1MB1MC25.pdf | Interruttore magnetotermico, 1P+N - 6kA. 1 modulo, caratteristica C, 25A | http://datasheet.lovatoelectric.com/Miniature_and_residual_circuit_breakers/ITA/P1MB1MC25.pdf | Wyłącznik nadprądowy, 6kA - 1P+N - 1 moduł - charakterystyka C, 25A | http://datasheet.lovatoelectric.com/Miniature_and_residual_circuit_breakers/POL/P1MB1MC25.pdf | INTRERUPATOR MODULAR, 1P+N - 6kA, 1 MODUL, CURBA C, 25A | http://datasheet.lovatoelectric.com/Miniature_and_residual_circuit_breakers/RON/P1MB1MC25.pdf
P1MB1MC32 | P1MB1MC04.jpg | http://datasheet.lovatoelectric.com/Miniature_and_residual_circuit_breakers/products_images/P1MB1MC04.jpg | Miniature circuit breaker, 1P+N - 6kA. 1 module, characteristic C, 32A | http://datasheet.lovatoelectric.com/Miniature_and_residual_circuit_breakers/ENG/P1MB1MC32.pdf | Interruttore magnetotermico, 1P+N - 6kA. 1 modulo, caratteristica C, 32A | http://datasheet.lovatoelectric.com/Miniature_and_residual_circuit_breakers/ITA/P1MB1MC32.pdf | Wyłącznik nadprądowy, 6kA - 1P+N - 1 moduł - charakterystyka C, 32A | http://datasheet.lovatoelectric.com/Miniature_and_residual_circuit_breakers/POL/P1MB1MC32.pdf | INTRERUPATOR MODULAR, 1P+N - 6kA, 1 MODUL, CURBA C, 32A | http://datasheet.lovatoelectric.com/Miniature_and_residual_circuit_breakers/RON/P1MB1MC32.pdf
P1MB1MC40 | P1MB1MC04.jpg | http://datasheet.lovatoelectric.com/Miniature_and_residual_circuit_breakers/products_images/P1MB1MC04.jpg | Miniature circuit breaker, 1P+N - 6kA. 1 module, characteristic C, 40A | http://datasheet.lovatoelectric.com/Miniature_and_residual_circuit_breakers/ENG/P1MB1MC40.pdf | Interruttore magnetotermico, 1P+N - 6kA. 1 modulo, caratteristica C, 40A | http://datasheet.lovatoelectric.com/Miniature_and_residual_circuit_breakers/ITA/P1MB1MC40.pdf | Wyłącznik nadprądowy, 6kA - 1P+N - 1 moduł - charakterystyka C, 40A | http://datasheet.lovatoelectric.com/Miniature_and_residual_circuit_breakers/POL/P1MB1MC40.pdf | INTRERUPATOR MODULAR, 1P+N - 6kA, 1 MODUL, CURBA C, 40A | http://datasheet.lovatoelectric.com/Miniature_and_residual_circuit_breakers/RON/P1MB1MC40.pdf
P1MB1NC01 | P1MB1NC10.jpg | http://datasheet.lovatoelectric.com/Miniature_and_residual_circuit_breakers/products_images/P1MB1NC10.jpg | Miniature circuit breaker, 1P+N - 6kA. 2 modules, characteristic C, 1A | http://datasheet.lovatoelectric.com/Miniature_and_residual_circuit_breakers/ENG/P1MB1NC01.pdf | Interruttore magnetotermico, 1P+N - 6kA. 2 moduli, caratteristica C, 1A | http://datasheet.lovatoelectric.com/Miniature_and_residual_circuit_breakers/ITA/P1MB1NC01.pdf | Wyłącznik nadprądowy, 6kA - 1P+N - 2 moduły - charakterystyka C, 1A | http://datasheet.lovatoelectric.com/Miniature_and_residual_circuit_breakers/POL/P1MB1NC01.pdf | INTRERUPATOR MODULAR, 1P+N - 6kA, 2 MODULE, CURBA C, 1A | http://datasheet.lovatoelectric.com/Miniature_and_residual_circuit_breakers/RON/P1MB1NC01.pdf
P1MB1NC02 | P1MB1NC10.jpg | http://datasheet.lovatoelectric.com/Miniature_and_residual_circuit_breakers/products_images/P1MB1NC10.jpg | Miniature circuit breaker, 1P+N - 6kA. 2 modules, characteristic C, 2A | http://datasheet.lovatoelectric.com/Miniature_and_residual_circuit_breakers/ENG/P1MB1NC02.pdf | Interruttore magnetotermico, 1P+N - 6kA. 2 moduli, caratteristica C, 2A | http://datasheet.lovatoelectric.com/Miniature_and_residual_circuit_breakers/ITA/P1MB1NC02.pdf | Wyłącznik nadprądowy, 6kA - 1P+N - 2 moduły - charakterystyka C, 2A | http://datasheet.lovatoelectric.com/Miniature_and_residual_circuit_breakers/POL/P1MB1NC02.pdf | INTRERUPATOR MODULAR, 1P+N - 6kA, 2 MODULE, CURBA C, 2A | http://datasheet.lovatoelectric.com/Miniature_and_residual_circuit_breakers/RON/P1MB1NC02.pdf
P1MB1NC04 | P1MB1NC10.jpg | http://datasheet.lovatoelectric.com/Miniature_and_residual_circuit_breakers/products_images/P1MB1NC10.jpg | Miniature circuit breaker, 1P+N - 6kA. 2 modules, characteristic C, 4A | http://datasheet.lovatoelectric.com/Miniature_and_residual_circuit_breakers/ENG/P1MB1NC04.pdf | Interruttore magnetotermico, 1P+N - 6kA. 2 moduli, caratteristica C, 4A | http://datasheet.lovatoelectric.com/Miniature_and_residual_circuit_breakers/ITA/P1MB1NC04.pdf | Wyłącznik nadprądowy, 6kA - 1P+N - 2 moduły - charakterystyka C, 4A | http://datasheet.lovatoelectric.com/Miniature_and_residual_circuit_breakers/POL/P1MB1NC04.pdf | INTRERUPATOR MODULAR, 1P+N - 6kA, 2 MODULE, CURBA C, 4A | http://datasheet.lovatoelectric.com/Miniature_and_residual_circuit_breakers/RON/P1MB1NC04.pdf
P1MB1NC06 | P1MB1NC10.jpg | http://datasheet.lovatoelectric.com/Miniature_and_residual_circuit_breakers/products_images/P1MB1NC10.jpg | Miniature circuit breaker, 1P+N - 6kA. 2 modules, characteristic C, 6A | http://datasheet.lovatoelectric.com/Miniature_and_residual_circuit_breakers/ENG/P1MB1NC06.pdf | Interruttore magnetotermico, 1P+N - 6kA. 2 moduli, caratteristica C, 6A | http://datasheet.lovatoelectric.com/Miniature_and_residual_circuit_breakers/ITA/P1MB1NC06.pdf | Wyłącznik nadprądowy, 6kA - 1P+N - 2 moduły - charakterystyka C, 6A | http://datasheet.lovatoelectric.com/Miniature_and_residual_circuit_breakers/POL/P1MB1NC06.pdf | INTRERUPATOR MODULAR, 1P+N - 6kA, 2 MODULE, CURBA C, 6A | http://datasheet.lovatoelectric.com/Miniature_and_residual_circuit_breakers/RON/P1MB1NC06.pdf
P1MB1NC10 | P1MB1NC10.jpg | http://datasheet.lovatoelectric.com/Miniature_and_residual_circuit_breakers/products_images/P1MB1NC10.jpg | Miniature circuit breaker, 1P+N - 6kA. 2 modules, characteristic C, 10A | http://datasheet.lovatoelectric.com/Miniature_and_residual_circuit_breakers/ENG/P1MB1NC10.pdf | Interruttore magnetotermico, 1P+N - 6kA. 2 moduli, caratteristica C, 10A | http://datasheet.lovatoelectric.com/Miniature_and_residual_circuit_breakers/ITA/P1MB1NC10.pdf | Wyłącznik nadprądowy, 6kA - 1P+N - 2 moduły - charakterystyka C, 10A | http://datasheet.lovatoelectric.com/Miniature_and_residual_circuit_breakers/POL/P1MB1NC10.pdf | INTRERUPATOR MODULAR, 1P+N - 6kA, 2 MODULE, CURBA C, 10A | http://datasheet.lovatoelectric.com/Miniature_and_residual_circuit_breakers/RON/P1MB1NC10.pdf
P1MB1NC16 | P1MB1NC10.jpg | http://datasheet.lovatoelectric.com/Miniature_and_residual_circuit_breakers/products_images/P1MB1NC10.jpg | Miniature circuit breaker, 1P+N - 6kA. 2 modules, characteristic C, 16A | http://datasheet.lovatoelectric.com/Miniature_and_residual_circuit_breakers/ENG/P1MB1NC16.pdf | Interruttore magnetotermico, 1P+N - 6kA. 2 moduli, caratteristica C, 16A | http://datasheet.lovatoelectric.com/Miniature_and_residual_circuit_breakers/ITA/P1MB1NC16.pdf | Wyłącznik nadprądowy, 6kA - 1P+N - 2 moduły - charakterystyka C, 16A | http://datasheet.lovatoelectric.com/Miniature_and_residual_circuit_breakers/POL/P1MB1NC16.pdf | INTRERUPATOR MODULAR, 1P+N - 6kA, 2 MODULE, CURBA C, 16A | http://datasheet.lovatoelectric.com/Miniature_and_residual_circuit_breakers/RON/P1MB1NC16.pdf
P1MB1NC20 | P1MB1NC10.jpg | http://datasheet.lovatoelectric.com/Miniature_and_residual_circuit_breakers/products_images/P1MB1NC10.jpg | Miniature circuit breaker, 1P+N - 6kA. 2 modules, characteristic C, 20A | http://datasheet.lovatoelectric.com/Miniature_and_residual_circuit_breakers/ENG/P1MB1NC20.pdf | Interruttore magnetotermico, 1P+N - 6kA. 2 moduli, caratteristica C, 20A | http://datasheet.lovatoelectric.com/Miniature_and_residual_circuit_breakers/ITA/P1MB1NC20.pdf | Wyłącznik nadprądowy, 6kA - 1P+N - 2 moduły - charakterystyka C, 20A | http://datasheet.lovatoelectric.com/Miniature_and_residual_circuit_breakers/POL/P1MB1NC20.pdf | INTRERUPATOR MODULAR, 1P+N - 6kA, 2 MODULE, CURBA C, 20A | http://datasheet.lovatoelectric.com/Miniature_and_residual_circuit_breakers/RON/P1MB1NC20.pdf
P1MB1NC25 | P1MB1NC10.jpg | http://datasheet.lovatoelectric.com/Miniature_and_residual_circuit_breakers/products_images/P1MB1NC10.jpg | Miniature circuit breaker, 1P+N - 6kA. 2 modules, characteristic C, 25A | http://datasheet.lovatoelectric.com/Miniature_and_residual_circuit_breakers/ENG/P1MB1NC25.pdf | Interruttore magnetotermico, 1P+N - 6kA. 2 moduli, caratteristica C, 25A | http://datasheet.lovatoelectric.com/Miniature_and_residual_circuit_breakers/ITA/P1MB1NC25.pdf | Wyłącznik nadprądowy, 6kA - 1P+N - 2 moduły - charakterystyka C, 25A | http://datasheet.lovatoelectric.com/Miniature_and_residual_circuit_breakers/POL/P1MB1NC25.pdf | INTRERUPATOR MODULAR, 1P+N - 6kA, 2 MODULE, CURBA C, 25A | http://datasheet.lovatoelectric.com/Miniature_and_residual_circuit_breakers/RON/P1MB1NC25.pdf
P1MB1NC32 | P1MB1NC10.jpg | http://datasheet.lovatoelectric.com/Miniature_and_residual_circuit_breakers/products_images/P1MB1NC10.jpg | Miniature circuit breaker, 1P+N - 6kA. 2 modules, characteristic C, 32A | http://datasheet.lovatoelectric.com/Miniature_and_residual_circuit_breakers/ENG/P1MB1NC32.pdf | Interruttore magnetotermico, 1P+N - 6kA. 2 moduli, caratteristica C, 32A | http://datasheet.lovatoelectric.com/Miniature_and_residual_circuit_breakers/ITA/P1MB1NC32.pdf | Wyłącznik nadprądowy, 6kA - 1P+N - 2 moduły - charakterystyka C, 32A | http://datasheet.lovatoelectric.com/Miniature_and_residual_circuit_breakers/POL/P1MB1NC32.pdf | INTRERUPATOR MODULAR, 1P+N - 6kA, 2 MODULE, CURBA C, 32A | http://datasheet.lovatoelectric.com/Miniature_and_residual_circuit_breakers/RON/P1MB1NC32.pdf
P1MB1NC40 | P1MB1NC10.jpg | http://datasheet.lovatoelectric.com/Miniature_and_residual_circuit_breakers/products_images/P1MB1NC10.jpg | Miniature circuit breaker, 1P+N - 6kA. 2 modules, characteristic C, 40A | http://datasheet.lovatoelectric.com/Miniature_and_residual_circuit_breakers/ENG/P1MB1NC40.pdf | Interruttore magnetotermico, 1P+N - 6kA. 2 moduli, caratteristica C, 40A | http://datasheet.lovatoelectric.com/Miniature_and_residual_circuit_breakers/ITA/P1MB1NC40.pdf | Wyłącznik nadprądowy, 6kA - 1P+N - 2 moduły - charakterystyka C, 40A | http://datasheet.lovatoelectric.com/Miniature_and_residual_circuit_breakers/POL/P1MB1NC40.pdf | INTRERUPATOR MODULAR, 1P+N - 6kA, 2 MODULE, CURBA C, 40A | http://datasheet.lovatoelectric.com/Miniature_and_residual_circuit_breakers/RON/P1MB1NC40.pdf
P1MB1NC50 | P1MB1NC10.jpg | http://datasheet.lovatoelectric.com/Miniature_and_residual_circuit_breakers/products_images/P1MB1NC10.jpg | Miniature circuit breaker, 1P+N - 6kA. 2 modules, characteristic C, 50A | http://datasheet.lovatoelectric.com/Miniature_and_residual_circuit_breakers/ENG/P1MB1NC50.pdf | Interruttore magnetotermico, 1P+N - 6kA. 2 moduli, caratteristica C, 50A | http://datasheet.lovatoelectric.com/Miniature_and_residual_circuit_breakers/ITA/P1MB1NC50.pdf | Wyłącznik nadprądowy, 6kA - 1P+N - 2 moduły - charakterystyka C, 50A | http://datasheet.lovatoelectric.com/Miniature_and_residual_circuit_breakers/POL/P1MB1NC50.pdf | INTRERUPATOR MODULAR, 1P+N - 6kA, 2 MODULE, CURBA C, 50A | http://datasheet.lovatoelectric.com/Miniature_and_residual_circuit_breakers/RON/P1MB1NC50.pdf
P1MB1NC63 | P1MB1NC10.jpg | http://datasheet.lovatoelectric.com/Miniature_and_residual_circuit_breakers/products_images/P1MB1NC10.jpg | Miniature circuit breaker, 1P+N - 6kA. 2 modules, characteristic C, 63A | http://datasheet.lovatoelectric.com/Miniature_and_residual_circuit_breakers/ENG/P1MB1NC63.pdf | Interruttore magnetotermico, 1P+N - 6kA. 2 moduli, caratteristica C, 63A | http://datasheet.lovatoelectric.com/Miniature_and_residual_circuit_breakers/ITA/P1MB1NC63.pdf | Wyłącznik nadprądowy, 6kA - 1P+N - 2 moduły - charakterystyka C, 63A | http://datasheet.lovatoelectric.com/Miniature_and_residual_circuit_breakers/POL/P1MB1NC63.pdf | INTRERUPATOR MODULAR, 1P+N - 6kA, 2 MODULE, CURBA C, 63A | http://datasheet.lovatoelectric.com/Miniature_and_residual_circuit_breakers/RON/P1MB1NC63.pdf
P1MB1PB01 | P1MB1PB06.jpg | http://datasheet.lovatoelectric.com/Miniature_and_residual_circuit_breakers/products_images/P1MB1PB06.jpg | Miniature circuit breaker, 1P - 10kA. 1 module, characteristic B, 1A | http://datasheet.lovatoelectric.com/Miniature_and_residual_circuit_breakers/ENG/P1MB1PB01.pdf | Interruttore magnetotermico, 1P - 10kA. 1 modulo, caratteristica B, 1A | http://datasheet.lovatoelectric.com/Miniature_and_residual_circuit_breakers/ITA/P1MB1PB01.pdf | Wyłącznik nadprądowy, 10kA - 1P - charakterystyka B, 1A | http://datasheet.lovatoelectric.com/Miniature_and_residual_circuit_breakers/POL/P1MB1PB01.pdf | INTRERUPATOR MODULAR, 1P - 10kA, 1 MODUL, CURBA B, 1A | http://datasheet.lovatoelectric.com/Miniature_and_residual_circuit_breakers/RON/P1MB1PB01.pdf
P1MB1PB02 | P1MB1PB06.jpg | http://datasheet.lovatoelectric.com/Miniature_and_residual_circuit_breakers/products_images/P1MB1PB06.jpg | Miniature circuit breaker, 1P - 10kA. 1 module, characteristic B, 2A | http://datasheet.lovatoelectric.com/Miniature_and_residual_circuit_breakers/ENG/P1MB1PB02.pdf | Interruttore magnetotermico, 1P - 10kA. 1 modulo, caratteristica B, 2A | http://datasheet.lovatoelectric.com/Miniature_and_residual_circuit_breakers/ITA/P1MB1PB02.pdf | Wyłącznik nadprądowy, 10kA - 1P - charakterystyka B, 2A | http://datasheet.lovatoelectric.com/Miniature_and_residual_circuit_breakers/POL/P1MB1PB02.pdf | INTRERUPATOR MODULAR, 1P - 10kA, 1 MODUL, CURBA B, 2A | http://datasheet.lovatoelectric.com/Miniature_and_residual_circuit_breakers/RON/P1MB1PB02.pdf
P1MB1PB03 | P1MB1PB06.jpg | http://datasheet.lovatoelectric.com/Miniature_and_residual_circuit_breakers/products_images/P1MB1PB06.jpg | Miniature circuit breaker, 1P - 10kA. 1 module, characteristic B, 3A | http://datasheet.lovatoelectric.com/Miniature_and_residual_circuit_breakers/ENG/P1MB1PB03.pdf | Interruttore magnetotermico, 1P - 10kA. 1 modulo, caratteristica B, 3A | http://datasheet.lovatoelectric.com/Miniature_and_residual_circuit_breakers/ITA/P1MB1PB03.pdf | Wyłącznik nadprądowy, 10kA - 1P - charakterystyka B, 3A | http://datasheet.lovatoelectric.com/Miniature_and_residual_circuit_breakers/POL/P1MB1PB03.pdf | INTRERUPATOR MODULAR, 1P - 10kA, 1 MODUL, CURBA B, 3A | http://datasheet.lovatoelectric.com/Miniature_and_residual_circuit_breakers/RON/P1MB1PB03.pdf
P1MB1PB04 | P1MB1PB06.jpg | http://datasheet.lovatoelectric.com/Miniature_and_residual_circuit_breakers/products_images/P1MB1PB06.jpg | Miniature circuit breaker, 1P - 10kA. 1 module, characteristic B, 4A | http://datasheet.lovatoelectric.com/Miniature_and_residual_circuit_breakers/ENG/P1MB1PB04.pdf | Interruttore magnetotermico, 1P - 10kA. 1 modulo, caratteristica B, 4A | http://datasheet.lovatoelectric.com/Miniature_and_residual_circuit_breakers/ITA/P1MB1PB04.pdf | Wyłącznik nadprądowy, 10kA - 1P - charakterystyka B, 4A | http://datasheet.lovatoelectric.com/Miniature_and_residual_circuit_breakers/POL/P1MB1PB04.pdf | INTRERUPATOR MODULAR, 1P - 10kA, 1 MODUL, CURBA B, 4A | http://datasheet.lovatoelectric.com/Miniature_and_residual_circuit_breakers/RON/P1MB1PB04.pdf
P1MB1PB06 | P1MB1PB06.jpg | http://datasheet.lovatoelectric.com/Miniature_and_residual_circuit_breakers/products_images/P1MB1PB06.jpg | Miniature circuit breaker, 1P - 10kA. 1 module, characteristic B, 6A | http://datasheet.lovatoelectric.com/Miniature_and_residual_circuit_breakers/ENG/P1MB1PB06.pdf | Interruttore magnetotermico, 1P - 10kA. 1 modulo, caratteristica B, 6A | http://datasheet.lovatoelectric.com/Miniature_and_residual_circuit_breakers/ITA/P1MB1PB06.pdf | Wyłącznik nadprądowy, 10kA - 1P - charakterystyka B, 6A | http://datasheet.lovatoelectric.com/Miniature_and_residual_circuit_breakers/POL/P1MB1PB06.pdf | INTRERUPATOR MODULAR, 1P - 10kA, 1 MODUL, CURBA B, 6A | http://datasheet.lovatoelectric.com/Miniature_and_residual_circuit_breakers/RON/P1MB1PB06.pdf
P1MB1PB08 | P1MB1PB06.jpg | http://datasheet.lovatoelectric.com/Miniature_and_residual_circuit_breakers/products_images/P1MB1PB06.jpg | Miniature circuit breaker, 1P - 10kA. 1 module, characteristic B, 8A | http://datasheet.lovatoelectric.com/Miniature_and_residual_circuit_breakers/ENG/P1MB1PB08.pdf | Interruttore magnetotermico, 1P - 10kA. 1 modulo, caratteristica B, 8A | http://datasheet.lovatoelectric.com/Miniature_and_residual_circuit_breakers/ITA/P1MB1PB08.pdf | Wyłącznik nadprądowy, 10kA - 1P - charakterystyka B, 8A | http://datasheet.lovatoelectric.com/Miniature_and_residual_circuit_breakers/POL/P1MB1PB08.pdf | INTRERUPATOR MODULAR, 1P - 10kA, 1 MODUL, CURBA B, 8A | http://datasheet.lovatoelectric.com/Miniature_and_residual_circuit_breakers/RON/P1MB1PB08.pdf
P1MB1PB10 | P1MB1PB06.jpg | http://datasheet.lovatoelectric.com/Miniature_and_residual_circuit_breakers/products_images/P1MB1PB06.jpg | Miniature circuit breaker, 1P - 10kA. 1 module, characteristic B, 10A | http://datasheet.lovatoelectric.com/Miniature_and_residual_circuit_breakers/ENG/P1MB1PB10.pdf | Interruttore magnetotermico, 1P - 10kA. 1 modulo, caratteristica B, 10A | http://datasheet.lovatoelectric.com/Miniature_and_residual_circuit_breakers/ITA/P1MB1PB10.pdf | Wyłącznik nadprądowy, 10kA - 1P - charakterystyka B, 10A | http://datasheet.lovatoelectric.com/Miniature_and_residual_circuit_breakers/POL/P1MB1PB10.pdf | INTRERUPATOR MODULAR, 1P - 10kA, 1 MODUL, CURBA B, 10A | http://datasheet.lovatoelectric.com/Miniature_and_residual_circuit_breakers/RON/P1MB1PB10.pdf
P1MB1PB13 | P1MB1PB06.jpg | http://datasheet.lovatoelectric.com/Miniature_and_residual_circuit_breakers/products_images/P1MB1PB06.jpg | Miniature circuit breaker, 1P - 10kA. 1 module, characteristic B, 13A | http://datasheet.lovatoelectric.com/Miniature_and_residual_circuit_breakers/ENG/P1MB1PB13.pdf | Interruttore magnetotermico, 1P - 10kA. 1 modulo, caratteristica B, 13A | http://datasheet.lovatoelectric.com/Miniature_and_residual_circuit_breakers/ITA/P1MB1PB13.pdf | Wyłącznik nadprądowy, 10kA - 1P - charakterystyka B, 13A | http://datasheet.lovatoelectric.com/Miniature_and_residual_circuit_breakers/POL/P1MB1PB13.pdf | INTRERUPATOR MODULAR, 1P - 10kA, 1 MODUL, CURBA B, 13A | http://datasheet.lovatoelectric.com/Miniature_and_residual_circuit_breakers/RON/P1MB1PB13.pdf
P1MB1PB16 | P1MB1PB06.jpg | http://datasheet.lovatoelectric.com/Miniature_and_residual_circuit_breakers/products_images/P1MB1PB06.jpg | Miniature circuit breaker, 1P - 10kA. 1 module, characteristic B, 16A | http://datasheet.lovatoelectric.com/Miniature_and_residual_circuit_breakers/ENG/P1MB1PB16.pdf | Interruttore magnetotermico, 1P - 10kA. 1 modulo, caratteristica B, 16A | http://datasheet.lovatoelectric.com/Miniature_and_residual_circuit_breakers/ITA/P1MB1PB16.pdf | Wyłącznik nadprądowy, 10kA - 1P - charakterystyka B, 16A | http://datasheet.lovatoelectric.com/Miniature_and_residual_circuit_breakers/POL/P1MB1PB16.pdf | INTRERUPATOR MODULAR, 1P - 10kA, 1 MODUL, CURBA B, 16A | http://datasheet.lovatoelectric.com/Miniature_and_residual_circuit_breakers/RON/P1MB1PB16.pdf
P1MB1PB20 | P1MB1PB06.jpg | http://datasheet.lovatoelectric.com/Miniature_and_residual_circuit_breakers/products_images/P1MB1PB06.jpg | Miniature circuit breaker, 1P - 10kA. 1 module, characteristic B, 20A | http://datasheet.lovatoelectric.com/Miniature_and_residual_circuit_breakers/ENG/P1MB1PB20.pdf | Interruttore magnetotermico, 1P - 10kA. 1 modulo, caratteristica B, 20A | http://datasheet.lovatoelectric.com/Miniature_and_residual_circuit_breakers/ITA/P1MB1PB20.pdf | Wyłącznik nadprądowy, 10kA - 1P - charakterystyka B, 20A | http://datasheet.lovatoelectric.com/Miniature_and_residual_circuit_breakers/POL/P1MB1PB20.pdf | INTRERUPATOR MODULAR, 1P - 10kA, 1 MODUL, CURBA B, 20A | http://datasheet.lovatoelectric.com/Miniature_and_residual_circuit_breakers/RON/P1MB1PB20.pdf
P1MB1PB25 | P1MB1PB06.jpg | http://datasheet.lovatoelectric.com/Miniature_and_residual_circuit_breakers/products_images/P1MB1PB06.jpg | Miniature circuit breaker, 1P - 10kA. 1 module, characteristic B, 25A | http://datasheet.lovatoelectric.com/Miniature_and_residual_circuit_breakers/ENG/P1MB1PB25.pdf | Interruttore magnetotermico, 1P - 10kA. 1 modulo, caratteristica B, 25A | http://datasheet.lovatoelectric.com/Miniature_and_residual_circuit_breakers/ITA/P1MB1PB25.pdf | Wyłącznik nadprądowy, 10kA - 1P - charakterystyka B, 25A | http://datasheet.lovatoelectric.com/Miniature_and_residual_circuit_breakers/POL/P1MB1PB25.pdf | INTRERUPATOR MODULAR, 1P - 10kA, 1 MODUL, CURBA B, 25A | http://datasheet.lovatoelectric.com/Miniature_and_residual_circuit_breakers/RON/P1MB1PB25.pdf
P1MB1PB32 | P1MB1PB06.jpg | http://datasheet.lovatoelectric.com/Miniature_and_residual_circuit_breakers/products_images/P1MB1PB06.jpg | Miniature circuit breaker, 1P - 10kA. 1 module, characteristic B, 32A | http://datasheet.lovatoelectric.com/Miniature_and_residual_circuit_breakers/ENG/P1MB1PB32.pdf | Interruttore magnetotermico, 1P - 10kA. 1 modulo, caratteristica B, 32A | http://datasheet.lovatoelectric.com/Miniature_and_residual_circuit_breakers/ITA/P1MB1PB32.pdf | Wyłącznik nadprądowy, 10kA - 1P - charakterystyka B, 32A | http://datasheet.lovatoelectric.com/Miniature_and_residual_circuit_breakers/POL/P1MB1PB32.pdf | INTRERUPATOR MODULAR, 1P - 10kA, 1 MODUL, CURBA B, 32A | http://datasheet.lovatoelectric.com/Miniature_and_residual_circuit_breakers/RON/P1MB1PB32.pdf
P1MB1PB40 | P1MB1PB06.jpg | http://datasheet.lovatoelectric.com/Miniature_and_residual_circuit_breakers/products_images/P1MB1PB06.jpg | Miniature circuit breaker, 1P - 10kA. 1 module, characteristic B, 40A | http://datasheet.lovatoelectric.com/Miniature_and_residual_circuit_breakers/ENG/P1MB1PB40.pdf | Interruttore magnetotermico, 1P - 10kA. 1 modulo, caratteristica B, 40A | http://datasheet.lovatoelectric.com/Miniature_and_residual_circuit_breakers/ITA/P1MB1PB40.pdf | Wyłącznik nadprądowy, 10kA - 1P - charakterystyka B, 40A | http://datasheet.lovatoelectric.com/Miniature_and_residual_circuit_breakers/POL/P1MB1PB40.pdf | INTRERUPATOR MODULAR, 1P - 10kA, 1 MODUL, CURBA B, 40A | http://datasheet.lovatoelectric.com/Miniature_and_residual_circuit_breakers/RON/P1MB1PB40.pdf
P1MB1PB50 | P1MB1PB06.jpg | http://datasheet.lovatoelectric.com/Miniature_and_residual_circuit_breakers/products_images/P1MB1PB06.jpg | Miniature circuit breaker, 1P - 10kA. 1 module, characteristic B, 50A | http://datasheet.lovatoelectric.com/Miniature_and_residual_circuit_breakers/ENG/P1MB1PB50.pdf | Interruttore magnetotermico, 1P - 10kA. 1 modulo, caratteristica B, 50A | http://datasheet.lovatoelectric.com/Miniature_and_residual_circuit_breakers/ITA/P1MB1PB50.pdf | Wyłącznik nadprądowy, 10kA - 1P - charakterystyka B, 50A | http://datasheet.lovatoelectric.com/Miniature_and_residual_circuit_breakers/POL/P1MB1PB50.pdf | INTRERUPATOR MODULAR, 1P - 10kA, 1 MODUL, CURBA B, 50A | http://datasheet.lovatoelectric.com/Miniature_and_residual_circuit_breakers/RON/P1MB1PB50.pdf
P1MB1PB63 | P1MB1PB06.jpg | http://datasheet.lovatoelectric.com/Miniature_and_residual_circuit_breakers/products_images/P1MB1PB06.jpg | Miniature circuit breaker, 1P - 10kA. 1 module, characteristic B, 63A | http://datasheet.lovatoelectric.com/Miniature_and_residual_circuit_breakers/ENG/P1MB1PB63.pdf | Interruttore magnetotermico, 1P - 10kA. 1 modulo, caratteristica B, 63A | http://datasheet.lovatoelectric.com/Miniature_and_residual_circuit_breakers/ITA/P1MB1PB63.pdf | Wyłącznik nadprądowy, 10kA - 1P - charakterystyka B, 63A | http://datasheet.lovatoelectric.com/Miniature_and_residual_circuit_breakers/POL/P1MB1PB63.pdf | INTRERUPATOR MODULAR, 1P - 10kA, 1 MODUL, CURBA B, 63A | http://datasheet.lovatoelectric.com/Miniature_and_residual_circuit_breakers/RON/P1MB1PB63.pdf
P1MB1PC01 | P1MB1PC06.jpg | http://datasheet.lovatoelectric.com/Miniature_and_residual_circuit_breakers/products_images/P1MB1PC06.jpg | Miniature circuit breaker, 1P - 10kA. 1 module, characteristic C, 1A | http://datasheet.lovatoelectric.com/Miniature_and_residual_circuit_breakers/ENG/P1MB1PC01.pdf | Interruttore magnetotermico, 1P - 10kA. 1 modulo, caratteristica C, 1A | http://datasheet.lovatoelectric.com/Miniature_and_residual_circuit_breakers/ITA/P1MB1PC01.pdf | Wyłącznik nadprądowy, 10kA - 1P - charakterystyka C, 1A | http://datasheet.lovatoelectric.com/Miniature_and_residual_circuit_breakers/POL/P1MB1PC01.pdf | INTRERUPATOR MODULAR, 1P - 10kA, 1 MODUL, CURBA C, 1A | http://datasheet.lovatoelectric.com/Miniature_and_residual_circuit_breakers/RON/P1MB1PC01.pdf
P1MB1PC02 | P1MB1PC06.jpg | http://datasheet.lovatoelectric.com/Miniature_and_residual_circuit_breakers/products_images/P1MB1PC06.jpg | Miniature circuit breaker, 1P - 10kA. 1 module, characteristic C, 2A | http://datasheet.lovatoelectric.com/Miniature_and_residual_circuit_breakers/ENG/P1MB1PC02.pdf | Interruttore magnetotermico, 1P - 10kA. 1 modulo, caratteristica C, 2A | http://datasheet.lovatoelectric.com/Miniature_and_residual_circuit_breakers/ITA/P1MB1PC02.pdf | Wyłącznik nadprądowy, 10kA - 1P - charakterystyka C, 2A | http://datasheet.lovatoelectric.com/Miniature_and_residual_circuit_breakers/POL/P1MB1PC02.pdf | INTRERUPATOR MODULAR, 1P - 10kA, 1 MODUL, CURBA C, 2A | http://datasheet.lovatoelectric.com/Miniature_and_residual_circuit_breakers/RON/P1MB1PC02.pdf
P1MB1PC03 | P1MB1PC06.jpg | http://datasheet.lovatoelectric.com/Miniature_and_residual_circuit_breakers/products_images/P1MB1PC06.jpg | Miniature circuit breaker, 1P - 10kA. 1 module, characteristic C, 3A | http://datasheet.lovatoelectric.com/Miniature_and_residual_circuit_breakers/ENG/P1MB1PC03.pdf | Interruttore magnetotermico, 1P - 10kA. 1 modulo, caratteristica C, 3A | http://datasheet.lovatoelectric.com/Miniature_and_residual_circuit_breakers/ITA/P1MB1PC03.pdf | Wyłącznik nadprądowy, 10kA - 1P - charakterystyka C, 3A | http://datasheet.lovatoelectric.com/Miniature_and_residual_circuit_breakers/POL/P1MB1PC03.pdf | INTRERUPATOR MODULAR, 1P - 10kA, 1 MODUL, CURBA C, 3A | http://datasheet.lovatoelectric.com/Miniature_and_residual_circuit_breakers/RON/P1MB1PC03.pdf
P1MB1PC04 | P1MB1PC06.jpg | http://datasheet.lovatoelectric.com/Miniature_and_residual_circuit_breakers/products_images/P1MB1PC06.jpg | Miniature circuit breaker, 1P - 10kA. 1 module, characteristic C, 4A | http://datasheet.lovatoelectric.com/Miniature_and_residual_circuit_breakers/ENG/P1MB1PC04.pdf | Interruttore magnetotermico, 1P - 10kA. 1 modulo, caratteristica C, 4A | http://datasheet.lovatoelectric.com/Miniature_and_residual_circuit_breakers/ITA/P1MB1PC04.pdf | Wyłącznik nadprądowy, 10kA - 1P - charakterystyka C, 4A | http://datasheet.lovatoelectric.com/Miniature_and_residual_circuit_breakers/POL/P1MB1PC04.pdf | INTRERUPATOR MODULAR, 1P - 10kA, 1 MODUL, CURBA C, 4A | http://datasheet.lovatoelectric.com/Miniature_and_residual_circuit_breakers/RON/P1MB1PC04.pdf
P1MB1PC06 | P1MB1PC06.jpg | http://datasheet.lovatoelectric.com/Miniature_and_residual_circuit_breakers/products_images/P1MB1PC06.jpg | Miniature circuit breaker, 1P - 10kA. 1 module, characteristic C, 6A | http://datasheet.lovatoelectric.com/Miniature_and_residual_circuit_breakers/ENG/P1MB1PC06.pdf | Interruttore magnetotermico, 1P - 10kA. 1 modulo, caratteristica C, 6A | http://datasheet.lovatoelectric.com/Miniature_and_residual_circuit_breakers/ITA/P1MB1PC06.pdf | Wyłącznik nadprądowy, 10kA - 1P - charakterystyka C, 6A | http://datasheet.lovatoelectric.com/Miniature_and_residual_circuit_breakers/POL/P1MB1PC06.pdf | INTRERUPATOR MODULAR, 1P - 10kA, 1 MODUL, CURBA C, 6A | http://datasheet.lovatoelectric.com/Miniature_and_residual_circuit_breakers/RON/P1MB1PC06.pdf
P1MB1PC08 | P1MB1PC06.jpg | http://datasheet.lovatoelectric.com/Miniature_and_residual_circuit_breakers/products_images/P1MB1PC06.jpg | Miniature circuit breaker, 1P - 10kA. 1 module, characteristic C, 8A | http://datasheet.lovatoelectric.com/Miniature_and_residual_circuit_breakers/ENG/P1MB1PC08.pdf | Interruttore magnetotermico, 1P - 10kA. 1 modulo, caratteristica C, 8A | http://datasheet.lovatoelectric.com/Miniature_and_residual_circuit_breakers/ITA/P1MB1PC08.pdf | Wyłącznik nadprądowy, 10kA - 1P - charakterystyka C, 8A | http://datasheet.lovatoelectric.com/Miniature_and_residual_circuit_breakers/POL/P1MB1PC08.pdf | INTRERUPATOR MODULAR, 1P - 10kA, 1 MODUL, CURBA C, 8A | http://datasheet.lovatoelectric.com/Miniature_and_residual_circuit_breakers/RON/P1MB1PC08.pdf
P1MB1PC10 | P1MB1PC06.jpg | http://datasheet.lovatoelectric.com/Miniature_and_residual_circuit_breakers/products_images/P1MB1PC06.jpg | Miniature circuit breaker, 1P - 10kA. 1 module, characteristic C, 10A | http://datasheet.lovatoelectric.com/Miniature_and_residual_circuit_breakers/ENG/P1MB1PC10.pdf | Interruttore magnetotermico, 1P - 10kA. 1 modulo, caratteristica C, 10A | http://datasheet.lovatoelectric.com/Miniature_and_residual_circuit_breakers/ITA/P1MB1PC10.pdf | Wyłącznik nadprądowy, 10kA - 1P - charakterystyka C, 10A | http://datasheet.lovatoelectric.com/Miniature_and_residual_circuit_breakers/POL/P1MB1PC10.pdf | INTRERUPATOR MODULAR, 1P - 10kA, 1 MODUL, CURBA C, 10A | http://datasheet.lovatoelectric.com/Miniature_and_residual_circuit_breakers/RON/P1MB1PC10.pdf
P1MB1PC13 | P1MB1PC06.jpg | http://datasheet.lovatoelectric.com/Miniature_and_residual_circuit_breakers/products_images/P1MB1PC06.jpg | Miniature circuit breaker, 1P - 10kA. 1 module, characteristic C, 13A | http://datasheet.lovatoelectric.com/Miniature_and_residual_circuit_breakers/ENG/P1MB1PC13.pdf | Interruttore magnetotermico, 1P - 10kA. 1 modulo, caratteristica C, 13A | http://datasheet.lovatoelectric.com/Miniature_and_residual_circuit_breakers/ITA/P1MB1PC13.pdf | Wyłącznik nadprądowy, 10kA - 1P - charakterystyka C, 13A | http://datasheet.lovatoelectric.com/Miniature_and_residual_circuit_breakers/POL/P1MB1PC13.pdf | INTRERUPATOR MODULAR, 1P - 10kA, 1 MODUL, CURBA C, 13A | http://datasheet.lovatoelectric.com/Miniature_and_residual_circuit_breakers/RON/P1MB1PC13.pdf
P1MB1PC16 | P1MB1PC06.jpg | http://datasheet.lovatoelectric.com/Miniature_and_residual_circuit_breakers/products_images/P1MB1PC06.jpg | Miniature circuit breaker, 1P - 10kA. 1 module, characteristic C, 16A | http://datasheet.lovatoelectric.com/Miniature_and_residual_circuit_breakers/ENG/P1MB1PC16.pdf | Interruttore magnetotermico, 1P - 10kA. 1 modulo, caratteristica C, 16A | http://datasheet.lovatoelectric.com/Miniature_and_residual_circuit_breakers/ITA/P1MB1PC16.pdf | Wyłącznik nadprądowy, 10kA - 1P - charakterystyka C, 16A | http://datasheet.lovatoelectric.com/Miniature_and_residual_circuit_breakers/POL/P1MB1PC16.pdf | INTRERUPATOR MODULAR, 1P - 10kA, 1 MODUL, CURBA C, 16A | http://datasheet.lovatoelectric.com/Miniature_and_residual_circuit_breakers/RON/P1MB1PC16.pdf
P1MB1PC20 | P1MB1PC06.jpg | http://datasheet.lovatoelectric.com/Miniature_and_residual_circuit_breakers/products_images/P1MB1PC06.jpg | Miniature circuit breaker, 1P - 10kA. 1 module, characteristic C, 20A | http://datasheet.lovatoelectric.com/Miniature_and_residual_circuit_breakers/ENG/P1MB1PC20.pdf | Interruttore magnetotermico, 1P - 10kA. 1 modulo, caratteristica C, 20A | http://datasheet.lovatoelectric.com/Miniature_and_residual_circuit_breakers/ITA/P1MB1PC20.pdf | Wyłącznik nadprądowy, 10kA - 1P - charakterystyka C, 20A | http://datasheet.lovatoelectric.com/Miniature_and_residual_circuit_breakers/POL/P1MB1PC20.pdf | INTRERUPATOR MODULAR, 1P - 10kA, 1 MODUL, CURBA C, 20A | http://datasheet.lovatoelectric.com/Miniature_and_residual_circuit_breakers/RON/P1MB1PC20.pdf
P1MB1PC25 | P1MB1PC06.jpg | http://datasheet.lovatoelectric.com/Miniature_and_residual_circuit_breakers/products_images/P1MB1PC06.jpg | Miniature circuit breaker, 1P - 10kA. 1 module, characteristic C, 25A | http://datasheet.lovatoelectric.com/Miniature_and_residual_circuit_breakers/ENG/P1MB1PC25.pdf | Interruttore magnetotermico, 1P - 10kA. 1 modulo, caratteristica C, 25A | http://datasheet.lovatoelectric.com/Miniature_and_residual_circuit_breakers/ITA/P1MB1PC25.pdf | Wyłącznik nadprądowy, 10kA - 1P - charakterystyka C, 25A | http://datasheet.lovatoelectric.com/Miniature_and_residual_circuit_breakers/POL/P1MB1PC25.pdf | INTRERUPATOR MODULAR, 1P - 10kA, 1 MODUL, CURBA C, 25A | http://datasheet.lovatoelectric.com/Miniature_and_residual_circuit_breakers/RON/P1MB1PC25.pdf
P1MB1PC32 | P1MB1PC06.jpg | http://datasheet.lovatoelectric.com/Miniature_and_residual_circuit_breakers/products_images/P1MB1PC06.jpg | Miniature circuit breaker, 1P - 10kA. 1 module, characteristic C, 32A | http://datasheet.lovatoelectric.com/Miniature_and_residual_circuit_breakers/ENG/P1MB1PC32.pdf | Interruttore magnetotermico, 1P - 10kA. 1 modulo, caratteristica C, 32A | http://datasheet.lovatoelectric.com/Miniature_and_residual_circuit_breakers/ITA/P1MB1PC32.pdf | Wyłącznik nadprądowy, 10kA - 1P - charakterystyka C, 32A | http://datasheet.lovatoelectric.com/Miniature_and_residual_circuit_breakers/POL/P1MB1PC32.pdf | INTRERUPATOR MODULAR, 1P - 10kA, 1 MODUL, CURBA C, 32A | http://datasheet.lovatoelectric.com/Miniature_and_residual_circuit_breakers/RON/P1MB1PC32.pdf
P1MB1PC40 | P1MB1PC06.jpg | http://datasheet.lovatoelectric.com/Miniature_and_residual_circuit_breakers/products_images/P1MB1PC06.jpg | Miniature circuit breaker, 1P - 10kA. 1 module, characteristic C, 40A | http://datasheet.lovatoelectric.com/Miniature_and_residual_circuit_breakers/ENG/P1MB1PC40.pdf | Interruttore magnetotermico, 1P - 10kA. 1 modulo, caratteristica C, 40A | http://datasheet.lovatoelectric.com/Miniature_and_residual_circuit_breakers/ITA/P1MB1PC40.pdf | Wyłącznik nadprądowy, 10kA - 1P - charakterystyka C, 40A | http://datasheet.lovatoelectric.com/Miniature_and_residual_circuit_breakers/POL/P1MB1PC40.pdf | INTRERUPATOR MODULAR, 1P - 10kA, 1 MODUL, CURBA C, 40A | http://datasheet.lovatoelectric.com/Miniature_and_residual_circuit_breakers/RON/P1MB1PC40.pdf
P1MB1PC50 | P1MB1PC06.jpg | http://datasheet.lovatoelectric.com/Miniature_and_residual_circuit_breakers/products_images/P1MB1PC06.jpg | Miniature circuit breaker, 1P - 10kA. 1 module, characteristic C, 50A | http://datasheet.lovatoelectric.com/Miniature_and_residual_circuit_breakers/ENG/P1MB1PC50.pdf | Interruttore magnetotermico, 1P - 10kA. 1 modulo, caratteristica C, 50A | http://datasheet.lovatoelectric.com/Miniature_and_residual_circuit_breakers/ITA/P1MB1PC50.pdf | Wyłącznik nadprądowy, 10kA - 1P - charakterystyka C, 50A | http://datasheet.lovatoelectric.com/Miniature_and_residual_circuit_breakers/POL/P1MB1PC50.pdf | INTRERUPATOR MODULAR, 1P - 10kA, 1 MODUL, CURBA C, 50A | http://datasheet.lovatoelectric.com/Miniature_and_residual_circuit_breakers/RON/P1MB1PC50.pdf
P1MB1PC63 | P1MB1PC06.jpg | http://datasheet.lovatoelectric.com/Miniature_and_residual_circuit_breakers/products_images/P1MB1PC06.jpg | Miniature circuit breaker, 1P - 10kA. 1 module, characteristic C, 63A | http://datasheet.lovatoelectric.com/Miniature_and_residual_circuit_breakers/ENG/P1MB1PC63.pdf | Interruttore magnetotermico, 1P - 10kA. 1 modulo, caratteristica C, 63A | http://datasheet.lovatoelectric.com/Miniature_and_residual_circuit_breakers/ITA/P1MB1PC63.pdf | Wyłącznik nadprądowy, 10kA - 1P - charakterystyka C, 63A | http://datasheet.lovatoelectric.com/Miniature_and_residual_circuit_breakers/POL/P1MB1PC63.pdf | INTRERUPATOR MODULAR, 1P - 10kA, 1 MODUL, CURBA C, 63A | http://datasheet.lovatoelectric.com/Miniature_and_residual_circuit_breakers/RON/P1MB1PC63.pdf
P1MB1PD01 | P1MB1PD10.jpg | http://datasheet.lovatoelectric.com/Miniature_and_residual_circuit_breakers/products_images/P1MB1PD10.jpg | Miniature circuit breaker, 1P - 10kA. 1 module, characteristic D, 1A | http://datasheet.lovatoelectric.com/Miniature_and_residual_circuit_breakers/ENG/P1MB1PD01.pdf | Interruttore magnetotermico, 1P - 10kA. 1 modulo, caratteristica D, 1A | http://datasheet.lovatoelectric.com/Miniature_and_residual_circuit_breakers/ITA/P1MB1PD01.pdf | Wyłącznik nadprądowy, 10kA - 1P - charakterystyka D, 1A | http://datasheet.lovatoelectric.com/Miniature_and_residual_circuit_breakers/POL/P1MB1PD01.pdf | INTRERUPATOR MODULAR, 1P - 10kA, 1 MODUL, CURBA D, 1A | http://datasheet.lovatoelectric.com/Miniature_and_residual_circuit_breakers/RON/P1MB1PD01.pdf
P1MB1PD02 | P1MB1PD10.jpg | http://datasheet.lovatoelectric.com/Miniature_and_residual_circuit_breakers/products_images/P1MB1PD10.jpg | Miniature circuit breaker, 1P - 10kA. 1 module, characteristic D, 2A | http://datasheet.lovatoelectric.com/Miniature_and_residual_circuit_breakers/ENG/P1MB1PD02.pdf | Interruttore magnetotermico, 1P - 10kA. 1 modulo, caratteristica D, 2A | http://datasheet.lovatoelectric.com/Miniature_and_residual_circuit_breakers/ITA/P1MB1PD02.pdf | Wyłącznik nadprądowy, 10kA - 1P - charakterystyka D, 2A | http://datasheet.lovatoelectric.com/Miniature_and_residual_circuit_breakers/POL/P1MB1PD02.pdf | INTRERUPATOR MODULAR, 1P - 10kA, 1 MODUL, CURBA D, 2A | http://datasheet.lovatoelectric.com/Miniature_and_residual_circuit_breakers/RON/P1MB1PD02.pdf
P1MB1PD03 | P1MB1PD10.jpg | http://datasheet.lovatoelectric.com/Miniature_and_residual_circuit_breakers/products_images/P1MB1PD10.jpg | Miniature circuit breaker, 1P - 10kA. 1 module, characteristic D, 3A | http://datasheet.lovatoelectric.com/Miniature_and_residual_circuit_breakers/ENG/P1MB1PD03.pdf | Interruttore magnetotermico, 1P - 10kA. 1 modulo, caratteristica D, 3A | http://datasheet.lovatoelectric.com/Miniature_and_residual_circuit_breakers/ITA/P1MB1PD03.pdf | Wyłącznik nadprądowy, 10kA - 1P - charakterystyka D, 3A | http://datasheet.lovatoelectric.com/Miniature_and_residual_circuit_breakers/POL/P1MB1PD03.pdf | INTRERUPATOR MODULAR, 1P - 10kA, 1 MODUL, CURBA D, 3A | http://datasheet.lovatoelectric.com/Miniature_and_residual_circuit_breakers/RON/P1MB1PD03.pdf
P1MB1PD04 | P1MB1PD10.jpg | http://datasheet.lovatoelectric.com/Miniature_and_residual_circuit_breakers/products_images/P1MB1PD10.jpg | Miniature circuit breaker, 1P - 10kA. 1 module, characteristic D, 4A | http://datasheet.lovatoelectric.com/Miniature_and_residual_circuit_breakers/ENG/P1MB1PD04.pdf | Interruttore magnetotermico, 1P - 10kA. 1 modulo, caratteristica D, 4A | http://datasheet.lovatoelectric.com/Miniature_and_residual_circuit_breakers/ITA/P1MB1PD04.pdf | Wyłącznik nadprądowy, 10kA - 1P - charakterystyka D, 4A | http://datasheet.lovatoelectric.com/Miniature_and_residual_circuit_breakers/POL/P1MB1PD04.pdf | INTRERUPATOR MODULAR, 1P - 10kA, 1 MODUL, CURBA D, 4A | http://datasheet.lovatoelectric.com/Miniature_and_residual_circuit_breakers/RON/P1MB1PD04.pdf
P1MB1PD06 | P1MB1PD10.jpg | http://datasheet.lovatoelectric.com/Miniature_and_residual_circuit_breakers/products_images/P1MB1PD10.jpg | Miniature circuit breaker, 1P - 10kA. 1 module, characteristic D, 6A | http://datasheet.lovatoelectric.com/Miniature_and_residual_circuit_breakers/ENG/P1MB1PD06.pdf | Interruttore magnetotermico, 1P - 10kA. 1 modulo, caratteristica D, 6A | http://datasheet.lovatoelectric.com/Miniature_and_residual_circuit_breakers/ITA/P1MB1PD06.pdf | Wyłącznik nadprądowy, 10kA - 1P - charakterystyka D, 6A | http://datasheet.lovatoelectric.com/Miniature_and_residual_circuit_breakers/POL/P1MB1PD06.pdf | INTRERUPATOR MODULAR, 1P - 10kA, 1 MODUL, CURBA D, 6A | http://datasheet.lovatoelectric.com/Miniature_and_residual_circuit_breakers/RON/P1MB1PD06.pdf
P1MB1PD08 | P1MB1PD10.jpg | http://datasheet.lovatoelectric.com/Miniature_and_residual_circuit_breakers/products_images/P1MB1PD10.jpg | Miniature circuit breaker, 1P - 10kA. 1 module, characteristic D, 8A | http://datasheet.lovatoelectric.com/Miniature_and_residual_circuit_breakers/ENG/P1MB1PD08.pdf | Interruttore magnetotermico, 1P - 10kA. 1 modulo, caratteristica D, 8A | http://datasheet.lovatoelectric.com/Miniature_and_residual_circuit_breakers/ITA/P1MB1PD08.pdf | Wyłącznik nadprądowy, 10kA - 1P - charakterystyka D, 8A | http://datasheet.lovatoelectric.com/Miniature_and_residual_circuit_breakers/POL/P1MB1PD08.pdf | INTRERUPATOR MODULAR, 1P - 10kA, 1 MODUL, CURBA D, 8A | http://datasheet.lovatoelectric.com/Miniature_and_residual_circuit_breakers/RON/P1MB1PD08.pdf
P1MB1PD10 | P1MB1PD10.jpg | http://datasheet.lovatoelectric.com/Miniature_and_residual_circuit_breakers/products_images/P1MB1PD10.jpg | Miniature circuit breaker, 1P - 10kA. 1 module, characteristic D, 10A | http://datasheet.lovatoelectric.com/Miniature_and_residual_circuit_breakers/ENG/P1MB1PD10.pdf | Interruttore magnetotermico, 1P - 10kA. 1 modulo, caratteristica D, 10A | http://datasheet.lovatoelectric.com/Miniature_and_residual_circuit_breakers/ITA/P1MB1PD10.pdf | Wyłącznik nadprądowy, 10kA - 1P - charakterystyka D, 10A | http://datasheet.lovatoelectric.com/Miniature_and_residual_circuit_breakers/POL/P1MB1PD10.pdf | INTRERUPATOR MODULAR, 1P - 10kA, 1 MODUL, CURBA D, 10A | http://datasheet.lovatoelectric.com/Miniature_and_residual_circuit_breakers/RON/P1MB1PD10.pdf
P1MB1PD13 | P1MB1PD10.jpg | http://datasheet.lovatoelectric.com/Miniature_and_residual_circuit_breakers/products_images/P1MB1PD10.jpg | Miniature circuit breaker, 1P - 10kA. 1 module, characteristic D, 13A | http://datasheet.lovatoelectric.com/Miniature_and_residual_circuit_breakers/ENG/P1MB1PD13.pdf | Interruttore magnetotermico, 1P - 10kA. 1 modulo, caratteristica D, 13A | http://datasheet.lovatoelectric.com/Miniature_and_residual_circuit_breakers/ITA/P1MB1PD13.pdf | Wyłącznik nadprądowy, 10kA - 1P - charakterystyka D, 13A | http://datasheet.lovatoelectric.com/Miniature_and_residual_circuit_breakers/POL/P1MB1PD13.pdf | INTRERUPATOR MODULAR, 1P - 10kA, 1 MODUL, CURBA D, 13A | http://datasheet.lovatoelectric.com/Miniature_and_residual_circuit_breakers/RON/P1MB1PD13.pdf
P1MB1PD16 | P1MB1PD10.jpg | http://datasheet.lovatoelectric.com/Miniature_and_residual_circuit_breakers/products_images/P1MB1PD10.jpg | Miniature circuit breaker, 1P - 10kA. 1 module, characteristic D, 16A | http://datasheet.lovatoelectric.com/Miniature_and_residual_circuit_breakers/ENG/P1MB1PD16.pdf | Interruttore magnetotermico, 1P - 10kA. 1 modulo, caratteristica D, 16A | http://datasheet.lovatoelectric.com/Miniature_and_residual_circuit_breakers/ITA/P1MB1PD16.pdf | Wyłącznik nadprądowy, 10kA - 1P - charakterystyka D, 16A | http://datasheet.lovatoelectric.com/Miniature_and_residual_circuit_breakers/POL/P1MB1PD16.pdf | INTRERUPATOR MODULAR, 1P - 10kA, 1 MODUL, CURBA D, 16A | http://datasheet.lovatoelectric.com/Miniature_and_residual_circuit_breakers/RON/P1MB1PD16.pdf
P1MB1PD20 | P1MB1PD10.jpg | http://datasheet.lovatoelectric.com/Miniature_and_residual_circuit_breakers/products_images/P1MB1PD10.jpg | Miniature circuit breaker, 1P - 10kA. 1 module, characteristic D, 20A | http://datasheet.lovatoelectric.com/Miniature_and_residual_circuit_breakers/ENG/P1MB1PD20.pdf | Interruttore magnetotermico, 1P - 10kA. 1 modulo, caratteristica D, 20A | http://datasheet.lovatoelectric.com/Miniature_and_residual_circuit_breakers/ITA/P1MB1PD20.pdf | Wyłącznik nadprądowy, 10kA - 1P - charakterystyka D, 20A | http://datasheet.lovatoelectric.com/Miniature_and_residual_circuit_breakers/POL/P1MB1PD20.pdf | INTRERUPATOR MODULAR, 1P - 10kA, 1 MODUL, CURBA D, 20A | http://datasheet.lovatoelectric.com/Miniature_and_residual_circuit_breakers/RON/P1MB1PD20.pdf
P1MB1PD25 | P1MB1PD10.jpg | http://datasheet.lovatoelectric.com/Miniature_and_residual_circuit_breakers/products_images/P1MB1PD10.jpg | Miniature circuit breaker, 1P - 10kA. 1 module, characteristic D, 25A | http://datasheet.lovatoelectric.com/Miniature_and_residual_circuit_breakers/ENG/P1MB1PD25.pdf | Interruttore magnetotermico, 1P - 10kA. 1 modulo, caratteristica D, 25A | http://datasheet.lovatoelectric.com/Miniature_and_residual_circuit_breakers/ITA/P1MB1PD25.pdf | Wyłącznik nadprądowy, 10kA - 1P - charakterystyka D, 25A | http://datasheet.lovatoelectric.com/Miniature_and_residual_circuit_breakers/POL/P1MB1PD25.pdf | INTRERUPATOR MODULAR, 1P - 10kA, 1 MODUL, CURBA D, 25A | http://datasheet.lovatoelectric.com/Miniature_and_residual_circuit_breakers/RON/P1MB1PD25.pdf
P1MB1PD32 | P1MB1PD10.jpg | http://datasheet.lovatoelectric.com/Miniature_and_residual_circuit_breakers/products_images/P1MB1PD10.jpg | Miniature circuit breaker, 1P - 10kA. 1 module, characteristic D, 32A | http://datasheet.lovatoelectric.com/Miniature_and_residual_circuit_breakers/ENG/P1MB1PD32.pdf | Interruttore magnetotermico, 1P - 10kA. 1 modulo, caratteristica D, 32A | http://datasheet.lovatoelectric.com/Miniature_and_residual_circuit_breakers/ITA/P1MB1PD32.pdf | Wyłącznik nadprądowy, 10kA - 1P - charakterystyka D, 32A | http://datasheet.lovatoelectric.com/Miniature_and_residual_circuit_breakers/POL/P1MB1PD32.pdf | INTRERUPATOR MODULAR, 1P - 10kA, 1 MODUL, CURBA D, 32A | http://datasheet.lovatoelectric.com/Miniature_and_residual_circuit_breakers/RON/P1MB1PD32.pdf
P1MB1PD40 | P1MB1PD10.jpg | http://datasheet.lovatoelectric.com/Miniature_and_residual_circuit_breakers/products_images/P1MB1PD10.jpg | Miniature circuit breaker, 1P - 10kA. 1 module, characteristic D, 40A | http://datasheet.lovatoelectric.com/Miniature_and_residual_circuit_breakers/ENG/P1MB1PD40.pdf | Interruttore magnetotermico, 1P - 10kA. 1 modulo, caratteristica D, 40A | http://datasheet.lovatoelectric.com/Miniature_and_residual_circuit_breakers/ITA/P1MB1PD40.pdf | Wyłącznik nadprądowy, 10kA - 1P - charakterystyka D, 40A | http://datasheet.lovatoelectric.com/Miniature_and_residual_circuit_breakers/POL/P1MB1PD40.pdf | INTRERUPATOR MODULAR, 1P - 10kA, 1 MODUL, CURBA D, 40A | http://datasheet.lovatoelectric.com/Miniature_and_residual_circuit_breakers/RON/P1MB1PD40.pdf
P1MB1PD50 | P1MB1PD10.jpg | http://datasheet.lovatoelectric.com/Miniature_and_residual_circuit_breakers/products_images/P1MB1PD10.jpg | Miniature circuit breaker, 1P - 10kA. 1 module, characteristic D, 50A | http://datasheet.lovatoelectric.com/Miniature_and_residual_circuit_breakers/ENG/P1MB1PD50.pdf | Interruttore magnetotermico, 1P - 10kA. 1 modulo, caratteristica D, 50A | http://datasheet.lovatoelectric.com/Miniature_and_residual_circuit_breakers/ITA/P1MB1PD50.pdf | Wyłącznik nadprądowy, 10kA - 1P - charakterystyka D, 50A | http://datasheet.lovatoelectric.com/Miniature_and_residual_circuit_breakers/POL/P1MB1PD50.pdf | INTRERUPATOR MODULAR, 1P - 10kA, 1 MODUL, CURBA D, 50A | http://datasheet.lovatoelectric.com/Miniature_and_residual_circuit_breakers/RON/P1MB1PD50.pdf
P1MB1PD63 | P1MB1PD10.jpg | http://datasheet.lovatoelectric.com/Miniature_and_residual_circuit_breakers/products_images/P1MB1PD10.jpg | Miniature circuit breaker, 1P - 10kA. 1 module, characteristic D, 63A | http://datasheet.lovatoelectric.com/Miniature_and_residual_circuit_breakers/ENG/P1MB1PD63.pdf | Interruttore magnetotermico, 1P - 10kA. 1 modulo, caratteristica D, 63A | http://datasheet.lovatoelectric.com/Miniature_and_residual_circuit_breakers/ITA/P1MB1PD63.pdf | Wyłącznik nadprądowy, 10kA - 1P - charakterystyka D, 63A | http://datasheet.lovatoelectric.com/Miniature_and_residual_circuit_breakers/POL/P1MB1PD63.pdf | INTRERUPATOR MODULAR, 1P - 10kA, 1 MODUL, CURBA D, 63A | http://datasheet.lovatoelectric.com/Miniature_and_residual_circuit_breakers/RON/P1MB1PD63.pdf
P1MB2PB01 | P1MB2PB02.jpg | http://datasheet.lovatoelectric.com/Miniature_and_residual_circuit_breakers/products_images/P1MB2PB02.jpg | Miniature circuit breaker, 2P - 10kA. 2 modules, characteristic B, 1A | http://datasheet.lovatoelectric.com/Miniature_and_residual_circuit_breakers/ENG/P1MB2PB01.pdf | Interruttore magnetotermico, 2P - 10kA. 2 moduli, caratteristica B, 1A | http://datasheet.lovatoelectric.com/Miniature_and_residual_circuit_breakers/ITA/P1MB2PB01.pdf | Wyłącznik nadprądowy, 10kA - 2P - charakterystyka B, 1A | http://datasheet.lovatoelectric.com/Miniature_and_residual_circuit_breakers/POL/P1MB2PB01.pdf | INTRERUPATOR MODULAR, 2P - 10kA, 2 MODULE, CURBA B, 1A | http://datasheet.lovatoelectric.com/Miniature_and_residual_circuit_breakers/RON/P1MB2PB01.pdf
P1MB2PB02 | P1MB2PB02.jpg | http://datasheet.lovatoelectric.com/Miniature_and_residual_circuit_breakers/products_images/P1MB2PB02.jpg | Miniature circuit breaker, 2P - 10kA. 2 modules, characteristic B, 2A | http://datasheet.lovatoelectric.com/Miniature_and_residual_circuit_breakers/ENG/P1MB2PB02.pdf | Interruttore magnetotermico, 2P - 10kA. 2 moduli, caratteristica B, 2A | http://datasheet.lovatoelectric.com/Miniature_and_residual_circuit_breakers/ITA/P1MB2PB02.pdf | Wyłącznik nadprądowy, 10kA - 2P - charakterystyka B, 2A | http://datasheet.lovatoelectric.com/Miniature_and_residual_circuit_breakers/POL/P1MB2PB02.pdf | INTRERUPATOR MODULAR, 2P - 10kA, 2 MODULE, CURBA B, 2A | http://datasheet.lovatoelectric.com/Miniature_and_residual_circuit_breakers/RON/P1MB2PB02.pdf
P1MB2PB04 | P1MB2PB02.jpg | http://datasheet.lovatoelectric.com/Miniature_and_residual_circuit_breakers/products_images/P1MB2PB02.jpg | Miniature circuit breaker, 2P - 10kA. 2 modules, characteristic B, 4A | http://datasheet.lovatoelectric.com/Miniature_and_residual_circuit_breakers/ENG/P1MB2PB04.pdf | Interruttore magnetotermico, 2P - 10kA. 2 moduli, caratteristica B, 4A | http://datasheet.lovatoelectric.com/Miniature_and_residual_circuit_breakers/ITA/P1MB2PB04.pdf | Wyłącznik nadprądowy, 10kA - 2P - charakterystyka B, 4A | http://datasheet.lovatoelectric.com/Miniature_and_residual_circuit_breakers/POL/P1MB2PB04.pdf | INTRERUPATOR MODULAR, 2P - 10kA, 2 MODULE, CURBA B, 4A | http://datasheet.lovatoelectric.com/Miniature_and_residual_circuit_breakers/RON/P1MB2PB04.pdf
P1MB2PB06 | P1MB2PB02.jpg | http://datasheet.lovatoelectric.com/Miniature_and_residual_circuit_breakers/products_images/P1MB2PB02.jpg | Miniature circuit breaker, 2P - 10kA. 2 modules, characteristic B, 6A | http://datasheet.lovatoelectric.com/Miniature_and_residual_circuit_breakers/ENG/P1MB2PB06.pdf | Interruttore magnetotermico, 2P - 10kA. 2 moduli, caratteristica B, 6A | http://datasheet.lovatoelectric.com/Miniature_and_residual_circuit_breakers/ITA/P1MB2PB06.pdf | Wyłącznik nadprądowy, 10kA - 2P - charakterystyka B, 6A | http://datasheet.lovatoelectric.com/Miniature_and_residual_circuit_breakers/POL/P1MB2PB06.pdf | INTRERUPATOR MODULAR, 2P - 10kA, 2 MODULE, CURBA B, 6A | http://datasheet.lovatoelectric.com/Miniature_and_residual_circuit_breakers/RON/P1MB2PB06.pdf
P1MB2PB10 | P1MB2PB02.jpg | http://datasheet.lovatoelectric.com/Miniature_and_residual_circuit_breakers/products_images/P1MB2PB02.jpg | Miniature circuit breaker, 2P - 10kA. 2 modules, characteristic B, 10A | http://datasheet.lovatoelectric.com/Miniature_and_residual_circuit_breakers/ENG/P1MB2PB10.pdf | Interruttore magnetotermico, 2P - 10kA. 2 moduli, caratteristica B, 10A | http://datasheet.lovatoelectric.com/Miniature_and_residual_circuit_breakers/ITA/P1MB2PB10.pdf | Wyłącznik nadprądowy, 10kA - 2P - charakterystyka B, 10A | http://datasheet.lovatoelectric.com/Miniature_and_residual_circuit_breakers/POL/P1MB2PB10.pdf | INTRERUPATOR MODULAR, 2P - 10kA, 2 MODULE, CURBA B, 10A | http://datasheet.lovatoelectric.com/Miniature_and_residual_circuit_breakers/RON/P1MB2PB10.pdf
P1MB2PB13 | P1MB2PB02.jpg | http://datasheet.lovatoelectric.com/Miniature_and_residual_circuit_breakers/products_images/P1MB2PB02.jpg | Miniature circuit breaker, 2P - 10kA. 2 modules, characteristic B, 13A | http://datasheet.lovatoelectric.com/Miniature_and_residual_circuit_breakers/ENG/P1MB2PB13.pdf | Interruttore magnetotermico, 2P - 10kA. 2 moduli, caratteristica B, 13A | http://datasheet.lovatoelectric.com/Miniature_and_residual_circuit_breakers/ITA/P1MB2PB13.pdf | Wyłącznik nadprądowy, 10kA - 2P - charakterystyka B, 13A | http://datasheet.lovatoelectric.com/Miniature_and_residual_circuit_breakers/POL/P1MB2PB13.pdf | INTRERUPATOR MODULAR, 2P - 10kA, 2 MODULE, CURBA B, 13A | http://datasheet.lovatoelectric.com/Miniature_and_residual_circuit_breakers/RON/P1MB2PB13.pdf
P1MB2PB16 | P1MB2PB02.jpg | http://datasheet.lovatoelectric.com/Miniature_and_residual_circuit_breakers/products_images/P1MB2PB02.jpg | Miniature circuit breaker, 2P - 10kA. 2 modules, characteristic B, 16A | http://datasheet.lovatoelectric.com/Miniature_and_residual_circuit_breakers/ENG/P1MB2PB16.pdf | Interruttore magnetotermico, 2P - 10kA. 2 moduli, caratteristica B, 16A | http://datasheet.lovatoelectric.com/Miniature_and_residual_circuit_breakers/ITA/P1MB2PB16.pdf | Wyłącznik nadprądowy, 10kA - 2P - charakterystyka B, 16A | http://datasheet.lovatoelectric.com/Miniature_and_residual_circuit_breakers/POL/P1MB2PB16.pdf | INTRERUPATOR MODULAR, 2P - 10kA, 2 MODULE, CURBA B, 16A | http://datasheet.lovatoelectric.com/Miniature_and_residual_circuit_breakers/RON/P1MB2PB16.pdf
P1MB2PB20 | P1MB2PB02.jpg | http://datasheet.lovatoelectric.com/Miniature_and_residual_circuit_breakers/products_images/P1MB2PB02.jpg | Miniature circuit breaker, 2P - 10kA. 2 modules, characteristic B, 20A | http://datasheet.lovatoelectric.com/Miniature_and_residual_circuit_breakers/ENG/P1MB2PB20.pdf | Interruttore magnetotermico, 2P - 10kA. 2 moduli, caratteristica B, 20A | http://datasheet.lovatoelectric.com/Miniature_and_residual_circuit_breakers/ITA/P1MB2PB20.pdf | Wyłącznik nadprądowy, 10kA - 2P - charakterystyka B, 20A | http://datasheet.lovatoelectric.com/Miniature_and_residual_circuit_breakers/POL/P1MB2PB20.pdf | INTRERUPATOR MODULAR, 2P - 10kA, 2 MODULE, CURBA B, 20A | http://datasheet.lovatoelectric.com/Miniature_and_residual_circuit_breakers/RON/P1MB2PB20.pdf
P1MB2PB25 | P1MB2PB02.jpg | http://datasheet.lovatoelectric.com/Miniature_and_residual_circuit_breakers/products_images/P1MB2PB02.jpg | Miniature circuit breaker, 2P - 10kA. 2 modules, characteristic B, 25A | http://datasheet.lovatoelectric.com/Miniature_and_residual_circuit_breakers/ENG/P1MB2PB25.pdf | Interruttore magnetotermico, 2P - 10kA. 2 moduli, caratteristica B, 25A | http://datasheet.lovatoelectric.com/Miniature_and_residual_circuit_breakers/ITA/P1MB2PB25.pdf | Wyłącznik nadprądowy, 10kA - 2P - charakterystyka B, 25A | http://datasheet.lovatoelectric.com/Miniature_and_residual_circuit_breakers/POL/P1MB2PB25.pdf | INTRERUPATOR MODULAR, 2P - 10kA, 2 MODULE, CURBA B, 25A | http://datasheet.lovatoelectric.com/Miniature_and_residual_circuit_breakers/RON/P1MB2PB25.pdf
P1MB2PB32 | P1MB2PB02.jpg | http://datasheet.lovatoelectric.com/Miniature_and_residual_circuit_breakers/products_images/P1MB2PB02.jpg | Miniature circuit breaker, 2P - 10kA. 2 modules, characteristic B, 32A | http://datasheet.lovatoelectric.com/Miniature_and_residual_circuit_breakers/ENG/P1MB2PB32.pdf | Interruttore magnetotermico, 2P - 10kA. 2 moduli, caratteristica B, 32A | http://datasheet.lovatoelectric.com/Miniature_and_residual_circuit_breakers/ITA/P1MB2PB32.pdf | Wyłącznik nadprądowy, 10kA - 2P - charakterystyka B, 32A | http://datasheet.lovatoelectric.com/Miniature_and_residual_circuit_breakers/POL/P1MB2PB32.pdf | INTRERUPATOR MODULAR, 2P - 10kA, 2 MODULE, CURBA B, 32A | http://datasheet.lovatoelectric.com/Miniature_and_residual_circuit_breakers/RON/P1MB2PB32.pdf
P1MB2PB40 | P1MB2PB02.jpg | http://datasheet.lovatoelectric.com/Miniature_and_residual_circuit_breakers/products_images/P1MB2PB02.jpg | Miniature circuit breaker, 2P - 10kA. 2 modules, characteristic B, 40A | http://datasheet.lovatoelectric.com/Miniature_and_residual_circuit_breakers/ENG/P1MB2PB40.pdf | Interruttore magnetotermico, 2P - 10kA. 2 moduli, caratteristica B, 40A | http://datasheet.lovatoelectric.com/Miniature_and_residual_circuit_breakers/ITA/P1MB2PB40.pdf | Wyłącznik nadprądowy, 10kA - 2P - charakterystyka B, 40A | http://datasheet.lovatoelectric.com/Miniature_and_residual_circuit_breakers/POL/P1MB2PB40.pdf | INTRERUPATOR MODULAR, 2P - 10kA, 2 MODULE, CURBA B, 40A | http://datasheet.lovatoelectric.com/Miniature_and_residual_circuit_breakers/RON/P1MB2PB40.pdf
P1MB2PB50 | P1MB2PB02.jpg | http://datasheet.lovatoelectric.com/Miniature_and_residual_circuit_breakers/products_images/P1MB2PB02.jpg | Miniature circuit breaker, 2P - 10kA. 2 modules, characteristic B, 50A | http://datasheet.lovatoelectric.com/Miniature_and_residual_circuit_breakers/ENG/P1MB2PB50.pdf | Interruttore magnetotermico, 2P - 10kA. 2 moduli, caratteristica B, 50A | http://datasheet.lovatoelectric.com/Miniature_and_residual_circuit_breakers/ITA/P1MB2PB50.pdf | Wyłącznik nadprądowy, 10kA - 2P - charakterystyka B, 50A | http://datasheet.lovatoelectric.com/Miniature_and_residual_circuit_breakers/POL/P1MB2PB50.pdf | INTRERUPATOR MODULAR, 2P - 10kA, 2 MODULE, CURBA B, 50A | http://datasheet.lovatoelectric.com/Miniature_and_residual_circuit_breakers/RON/P1MB2PB50.pdf
P1MB2PB63 | P1MB2PB02.jpg | http://datasheet.lovatoelectric.com/Miniature_and_residual_circuit_breakers/products_images/P1MB2PB02.jpg | Miniature circuit breaker, 2P - 10kA. 2 modules, characteristic B, 63A | http://datasheet.lovatoelectric.com/Miniature_and_residual_circuit_breakers/ENG/P1MB2PB63.pdf | Interruttore magnetotermico, 2P - 10kA. 2 moduli, caratteristica B, 63A | http://datasheet.lovatoelectric.com/Miniature_and_residual_circuit_breakers/ITA/P1MB2PB63.pdf | Wyłącznik nadprądowy, 10kA - 2P - charakterystyka B, 63A | http://datasheet.lovatoelectric.com/Miniature_and_residual_circuit_breakers/POL/P1MB2PB63.pdf | INTRERUPATOR MODULAR, 2P - 10kA, 2 MODULE, CURBA B, 63A | http://datasheet.lovatoelectric.com/Miniature_and_residual_circuit_breakers/RON/P1MB2PB63.pdf
P1MB2PC01 | P1MB2PC10.jpg | http://datasheet.lovatoelectric.com/Miniature_and_residual_circuit_breakers/products_images/P1MB2PC10.jpg | Miniature circuit breaker, 2P - 10kA. 2 modules, characteristic C, 1A | http://datasheet.lovatoelectric.com/Miniature_and_residual_circuit_breakers/ENG/P1MB2PC01.pdf | Interruttore magnetotermico, 2P - 10kA. 2 moduli, caratteristica C, 1A | http://datasheet.lovatoelectric.com/Miniature_and_residual_circuit_breakers/ITA/P1MB2PC01.pdf | Wyłącznik nadprądowy, 10kA - 2P - charakterystyka C, 1A | http://datasheet.lovatoelectric.com/Miniature_and_residual_circuit_breakers/POL/P1MB2PC01.pdf | INTRERUPATOR MODULAR, 2P - 10kA, 2 MODULE, CURBA C, 1A | http://datasheet.lovatoelectric.com/Miniature_and_residual_circuit_breakers/RON/P1MB2PC01.pdf
P1MB2PC02 | P1MB2PC10.jpg | http://datasheet.lovatoelectric.com/Miniature_and_residual_circuit_breakers/products_images/P1MB2PC10.jpg | Miniature circuit breaker, 2P - 10kA. 2 modules, characteristic C, 2A | http://datasheet.lovatoelectric.com/Miniature_and_residual_circuit_breakers/ENG/P1MB2PC02.pdf | Interruttore magnetotermico, 2P - 10kA. 2 moduli, caratteristica C, 2A | http://datasheet.lovatoelectric.com/Miniature_and_residual_circuit_breakers/ITA/P1MB2PC02.pdf | Wyłącznik nadprądowy, 10kA - 2P - charakterystyka C, 2A | http://datasheet.lovatoelectric.com/Miniature_and_residual_circuit_breakers/POL/P1MB2PC02.pdf | INTRERUPATOR MODULAR, 2P - 10kA, 2 MODULE, CURBA C, 2A | http://datasheet.lovatoelectric.com/Miniature_and_residual_circuit_breakers/RON/P1MB2PC02.pdf
P1MB2PC03 | P1MB2PC10.jpg | http://datasheet.lovatoelectric.com/Miniature_and_residual_circuit_breakers/products_images/P1MB2PC10.jpg | Miniature circuit breaker, 2P - 10kA. 2 modules, characteristic C, 3A | http://datasheet.lovatoelectric.com/Miniature_and_residual_circuit_breakers/ENG/P1MB2PC03.pdf | Interruttore magnetotermico, 2P - 10kA. 2 moduli, caratteristica C, 3A | http://datasheet.lovatoelectric.com/Miniature_and_residual_circuit_breakers/ITA/P1MB2PC03.pdf | Wyłącznik nadprądowy, 10kA - 2P - charakterystyka C, 3A | http://datasheet.lovatoelectric.com/Miniature_and_residual_circuit_breakers/POL/P1MB2PC03.pdf | INTRERUPATOR MODULAR, 2P - 10kA, 2 MODULE, CURBA C, 3A | http://datasheet.lovatoelectric.com/Miniature_and_residual_circuit_breakers/RON/P1MB2PC03.pdf
P1MB2PC04 | P1MB2PC10.jpg | http://datasheet.lovatoelectric.com/Miniature_and_residual_circuit_breakers/products_images/P1MB2PC10.jpg | Miniature circuit breaker, 2P - 10kA. 2 modules, characteristic C, 4A | http://datasheet.lovatoelectric.com/Miniature_and_residual_circuit_breakers/ENG/P1MB2PC04.pdf | Interruttore magnetotermico, 2P - 10kA. 2 moduli, caratteristica C, 4A | http://datasheet.lovatoelectric.com/Miniature_and_residual_circuit_breakers/ITA/P1MB2PC04.pdf | Wyłącznik nadprądowy, 10kA - 2P - charakterystyka C, 4A | http://datasheet.lovatoelectric.com/Miniature_and_residual_circuit_breakers/POL/P1MB2PC04.pdf | INTRERUPATOR MODULAR, 2P - 10kA, 2 MODULE, CURBA C, 4A | http://datasheet.lovatoelectric.com/Miniature_and_residual_circuit_breakers/RON/P1MB2PC04.pdf
P1MB2PC06 | P1MB2PC10.jpg | http://datasheet.lovatoelectric.com/Miniature_and_residual_circuit_breakers/products_images/P1MB2PC10.jpg | Miniature circuit breaker, 2P - 10kA. 2 modules, characteristic C, 6A | http://datasheet.lovatoelectric.com/Miniature_and_residual_circuit_breakers/ENG/P1MB2PC06.pdf | Interruttore magnetotermico, 2P - 10kA. 2 moduli, caratteristica C, 6A | http://datasheet.lovatoelectric.com/Miniature_and_residual_circuit_breakers/ITA/P1MB2PC06.pdf | Wyłącznik nadprądowy, 10kA - 2P - charakterystyka C, 6A | http://datasheet.lovatoelectric.com/Miniature_and_residual_circuit_breakers/POL/P1MB2PC06.pdf | INTRERUPATOR MODULAR, 2P - 10kA, 2 MODULE, CURBA C, 6A | http://datasheet.lovatoelectric.com/Miniature_and_residual_circuit_breakers/RON/P1MB2PC06.pdf
P1MB2PC08 | P1MB2PC10.jpg | http://datasheet.lovatoelectric.com/Miniature_and_residual_circuit_breakers/products_images/P1MB2PC10.jpg | Miniature circuit breaker, 2P - 10kA. 2 modules, characteristic C, 8A | http://datasheet.lovatoelectric.com/Miniature_and_residual_circuit_breakers/ENG/P1MB2PC08.pdf | Interruttore magnetotermico, 2P - 10kA. 2 moduli, caratteristica C, 8A | http://datasheet.lovatoelectric.com/Miniature_and_residual_circuit_breakers/ITA/P1MB2PC08.pdf | Wyłącznik nadprądowy, 10kA - 2P - charakterystyka C, 8A | http://datasheet.lovatoelectric.com/Miniature_and_residual_circuit_breakers/POL/P1MB2PC08.pdf | INTRERUPATOR MODULAR, 2P - 10kA, 2 MODULE, CURBA C, 8A | http://datasheet.lovatoelectric.com/Miniature_and_residual_circuit_breakers/RON/P1MB2PC08.pdf
P1MB2PC10 | P1MB2PC10.jpg | http://datasheet.lovatoelectric.com/Miniature_and_residual_circuit_breakers/products_images/P1MB2PC10.jpg | Miniature circuit breaker, 2P - 10kA. 2 modules, characteristic C, 10A | http://datasheet.lovatoelectric.com/Miniature_and_residual_circuit_breakers/ENG/P1MB2PC10.pdf | Interruttore magnetotermico, 2P - 10kA. 2 moduli, caratteristica C, 10A | http://datasheet.lovatoelectric.com/Miniature_and_residual_circuit_breakers/ITA/P1MB2PC10.pdf | Wyłącznik nadprądowy, 10kA - 2P - charakterystyka C, 10A | http://datasheet.lovatoelectric.com/Miniature_and_residual_circuit_breakers/POL/P1MB2PC10.pdf | INTRERUPATOR MODULAR, 2P - 10kA, 2 MODULE, CURBA C, 10A | http://datasheet.lovatoelectric.com/Miniature_and_residual_circuit_breakers/RON/P1MB2PC10.pdf
P1MB2PC13 | P1MB2PC10.jpg | http://datasheet.lovatoelectric.com/Miniature_and_residual_circuit_breakers/products_images/P1MB2PC10.jpg | Miniature circuit breaker, 2P - 10kA. 2 modules, characteristic C, 13A | http://datasheet.lovatoelectric.com/Miniature_and_residual_circuit_breakers/ENG/P1MB2PC13.pdf | Interruttore magnetotermico, 2P - 10kA. 2 moduli, caratteristica C, 13A | http://datasheet.lovatoelectric.com/Miniature_and_residual_circuit_breakers/ITA/P1MB2PC13.pdf | Wyłącznik nadprądowy, 10kA - 2P - charakterystyka C, 13A | http://datasheet.lovatoelectric.com/Miniature_and_residual_circuit_breakers/POL/P1MB2PC13.pdf | INTRERUPATOR MODULAR, 2P - 10kA, 2 MODULE, CURBA C, 13A | http://datasheet.lovatoelectric.com/Miniature_and_residual_circuit_breakers/RON/P1MB2PC13.pdf
P1MB2PC16 | P1MB2PC10.jpg | http://datasheet.lovatoelectric.com/Miniature_and_residual_circuit_breakers/products_images/P1MB2PC10.jpg | Miniature circuit breaker, 2P - 10kA. 2 modules, characteristic C, 16A | http://datasheet.lovatoelectric.com/Miniature_and_residual_circuit_breakers/ENG/P1MB2PC16.pdf | Interruttore magnetotermico, 2P - 10kA. 2 moduli, caratteristica C, 16A | http://datasheet.lovatoelectric.com/Miniature_and_residual_circuit_breakers/ITA/P1MB2PC16.pdf | Wyłącznik nadprądowy, 10kA - 2P - charakterystyka C, 16A | http://datasheet.lovatoelectric.com/Miniature_and_residual_circuit_breakers/POL/P1MB2PC16.pdf | INTRERUPATOR MODULAR, 2P - 10kA, 2 MODULE, CURBA C, 16A | http://datasheet.lovatoelectric.com/Miniature_and_residual_circuit_breakers/RON/P1MB2PC16.pdf
P1MB2PC20 | P1MB2PC10.jpg | http://datasheet.lovatoelectric.com/Miniature_and_residual_circuit_breakers/products_images/P1MB2PC10.jpg | Miniature circuit breaker, 2P - 10kA. 2 modules, characteristic C, 20A | http://datasheet.lovatoelectric.com/Miniature_and_residual_circuit_breakers/ENG/P1MB2PC20.pdf | Interruttore magnetotermico, 2P - 10kA. 2 moduli, caratteristica C, 20A | http://datasheet.lovatoelectric.com/Miniature_and_residual_circuit_breakers/ITA/P1MB2PC20.pdf | Wyłącznik nadprądowy, 10kA - 2P - charakterystyka C, 20A | http://datasheet.lovatoelectric.com/Miniature_and_residual_circuit_breakers/POL/P1MB2PC20.pdf | INTRERUPATOR MODULAR, 2P - 10kA, 2 MODULE, CURBA C, 20A | http://datasheet.lovatoelectric.com/Miniature_and_residual_circuit_breakers/RON/P1MB2PC20.pdf
P1MB2PC25 | P1MB2PC10.jpg | http://datasheet.lovatoelectric.com/Miniature_and_residual_circuit_breakers/products_images/P1MB2PC10.jpg | Miniature circuit breaker, 2P - 10kA. 2 modules, characteristic C, 25A | http://datasheet.lovatoelectric.com/Miniature_and_residual_circuit_breakers/ENG/P1MB2PC25.pdf | Interruttore magnetotermico, 2P - 10kA. 2 moduli, caratteristica C, 25A | http://datasheet.lovatoelectric.com/Miniature_and_residual_circuit_breakers/ITA/P1MB2PC25.pdf | Wyłącznik nadprądowy, 10kA - 2P - charakterystyka C, 25A | http://datasheet.lovatoelectric.com/Miniature_and_residual_circuit_breakers/POL/P1MB2PC25.pdf | INTRERUPATOR MODULAR, 2P - 10kA, 2 MODULE, CURBA C, 25A | http://datasheet.lovatoelectric.com/Miniature_and_residual_circuit_breakers/RON/P1MB2PC25.pdf
P1MB2PC32 | P1MB2PC10.jpg | http://datasheet.lovatoelectric.com/Miniature_and_residual_circuit_breakers/products_images/P1MB2PC10.jpg | Miniature circuit breaker, 2P - 10kA. 2 modules, characteristic C, 32A | http://datasheet.lovatoelectric.com/Miniature_and_residual_circuit_breakers/ENG/P1MB2PC32.pdf | Interruttore magnetotermico, 2P - 10kA. 2 moduli, caratteristica C, 32A | http://datasheet.lovatoelectric.com/Miniature_and_residual_circuit_breakers/ITA/P1MB2PC32.pdf | Wyłącznik nadprądowy, 10kA - 2P - charakterystyka C, 32A | http://datasheet.lovatoelectric.com/Miniature_and_residual_circuit_breakers/POL/P1MB2PC32.pdf | INTRERUPATOR MODULAR, 2P - 10kA, 2 MODULE, CURBA C, 32A | http://datasheet.lovatoelectric.com/Miniature_and_residual_circuit_breakers/RON/P1MB2PC32.pdf
P1MB2PC40 | P1MB2PC10.jpg | http://datasheet.lovatoelectric.com/Miniature_and_residual_circuit_breakers/products_images/P1MB2PC10.jpg | Miniature circuit breaker, 2P - 10kA. 2 modules, characteristic C, 40A | http://datasheet.lovatoelectric.com/Miniature_and_residual_circuit_breakers/ENG/P1MB2PC40.pdf | Interruttore magnetotermico, 2P - 10kA. 2 moduli, caratteristica C, 40A | http://datasheet.lovatoelectric.com/Miniature_and_residual_circuit_breakers/ITA/P1MB2PC40.pdf | Wyłącznik nadprądowy, 10kA - 2P - charakterystyka C, 40A | http://datasheet.lovatoelectric.com/Miniature_and_residual_circuit_breakers/POL/P1MB2PC40.pdf | INTRERUPATOR MODULAR, 2P - 10kA, 2 MODULE, CURBA C, 40A | http://datasheet.lovatoelectric.com/Miniature_and_residual_circuit_breakers/RON/P1MB2PC40.pdf
P1MB2PC50 | P1MB2PC10.jpg | http://datasheet.lovatoelectric.com/Miniature_and_residual_circuit_breakers/products_images/P1MB2PC10.jpg | Miniature circuit breaker, 2P - 10kA. 2 modules, characteristic C, 50A | http://datasheet.lovatoelectric.com/Miniature_and_residual_circuit_breakers/ENG/P1MB2PC50.pdf | Interruttore magnetotermico, 2P - 10kA. 2 moduli, caratteristica C, 50A | http://datasheet.lovatoelectric.com/Miniature_and_residual_circuit_breakers/ITA/P1MB2PC50.pdf | Wyłącznik nadprądowy, 10kA - 2P - charakterystyka C, 50A | http://datasheet.lovatoelectric.com/Miniature_and_residual_circuit_breakers/POL/P1MB2PC50.pdf | INTRERUPATOR MODULAR, 2P - 10kA, 2 MODULE, CURBA C, 50A | http://datasheet.lovatoelectric.com/Miniature_and_residual_circuit_breakers/RON/P1MB2PC50.pdf
P1MB2PC63 | P1MB2PC10.jpg | http://datasheet.lovatoelectric.com/Miniature_and_residual_circuit_breakers/products_images/P1MB2PC10.jpg | Miniature circuit breaker, 2P - 10kA. 2 modules, characteristic C, 63A | http://datasheet.lovatoelectric.com/Miniature_and_residual_circuit_breakers/ENG/P1MB2PC63.pdf | Interruttore magnetotermico, 2P - 10kA. 2 moduli, caratteristica C, 63A | http://datasheet.lovatoelectric.com/Miniature_and_residual_circuit_breakers/ITA/P1MB2PC63.pdf | Wyłącznik nadprądowy, 10kA - 2P - charakterystyka C, 63A | http://datasheet.lovatoelectric.com/Miniature_and_residual_circuit_breakers/POL/P1MB2PC63.pdf | INTRERUPATOR MODULAR, 2P - 10kA, 2 MODULE, CURBA C, 63A | http://datasheet.lovatoelectric.com/Miniature_and_residual_circuit_breakers/RON/P1MB2PC63.pdf
P1MB2PD01 | P1MB2PD02.jpg | http://datasheet.lovatoelectric.com/Miniature_and_residual_circuit_breakers/products_images/P1MB2PD02.jpg | Miniature circuit breaker, 2P - 10kA. 2 modules, characteristic D, 1A | http://datasheet.lovatoelectric.com/Miniature_and_residual_circuit_breakers/ENG/P1MB2PD01.pdf | Interruttore magnetotermico, 2P - 10kA. 2 moduli, caratteristica D, 1A | http://datasheet.lovatoelectric.com/Miniature_and_residual_circuit_breakers/ITA/P1MB2PD01.pdf | Wyłącznik nadprądowy, 10kA - 2P - charakterystyka D, 1A | http://datasheet.lovatoelectric.com/Miniature_and_residual_circuit_breakers/POL/P1MB2PD01.pdf | INTRERUPATOR MODULAR, 2P - 10kA, 2 MODULE, CURBA D, 1A | http://datasheet.lovatoelectric.com/Miniature_and_residual_circuit_breakers/RON/P1MB2PD01.pdf
P1MB2PD02 | P1MB2PD02.jpg | http://datasheet.lovatoelectric.com/Miniature_and_residual_circuit_breakers/products_images/P1MB2PD02.jpg | Miniature circuit breaker, 2P - 10kA. 2 modules, characteristic D, 2A | http://datasheet.lovatoelectric.com/Miniature_and_residual_circuit_breakers/ENG/P1MB2PD02.pdf | Interruttore magnetotermico, 2P - 10kA. 2 moduli, caratteristica D, 2A | http://datasheet.lovatoelectric.com/Miniature_and_residual_circuit_breakers/ITA/P1MB2PD02.pdf | Wyłącznik nadprądowy, 10kA - 2P - charakterystyka D, 2A | http://datasheet.lovatoelectric.com/Miniature_and_residual_circuit_breakers/POL/P1MB2PD02.pdf | INTRERUPATOR MODULAR, 2P - 10kA, 2 MODULE, CURBA D, 2A | http://datasheet.lovatoelectric.com/Miniature_and_residual_circuit_breakers/RON/P1MB2PD02.pdf
P1MB2PD03 | P1MB2PD02.jpg | http://datasheet.lovatoelectric.com/Miniature_and_residual_circuit_breakers/products_images/P1MB2PD02.jpg | Miniature circuit breaker, 2P - 10kA. 2 modules, characteristic D, 3A | http://datasheet.lovatoelectric.com/Miniature_and_residual_circuit_breakers/ENG/P1MB2PD03.pdf | Interruttore magnetotermico, 2P - 10kA. 2 moduli, caratteristica D, 3A | http://datasheet.lovatoelectric.com/Miniature_and_residual_circuit_breakers/ITA/P1MB2PD03.pdf | Wyłącznik nadprądowy, 10kA - 2P - charakterystyka D, 3A | http://datasheet.lovatoelectric.com/Miniature_and_residual_circuit_breakers/POL/P1MB2PD03.pdf | INTRERUPATOR MODULAR, 2P - 10kA, 2 MODULE, CURBA D, 3A | http://datasheet.lovatoelectric.com/Miniature_and_residual_circuit_breakers/RON/P1MB2PD03.pdf
P1MB2PD04 | P1MB2PD02.jpg | http://datasheet.lovatoelectric.com/Miniature_and_residual_circuit_breakers/products_images/P1MB2PD02.jpg | Miniature circuit breaker, 2P - 10kA. 2 modules, characteristic D, 4A | http://datasheet.lovatoelectric.com/Miniature_and_residual_circuit_breakers/ENG/P1MB2PD04.pdf | Interruttore magnetotermico, 2P - 10kA. 2 moduli, caratteristica D, 4A | http://datasheet.lovatoelectric.com/Miniature_and_residual_circuit_breakers/ITA/P1MB2PD04.pdf | Wyłącznik nadprądowy, 10kA - 2P - charakterystyka D, 4A | http://datasheet.lovatoelectric.com/Miniature_and_residual_circuit_breakers/POL/P1MB2PD04.pdf | INTRERUPATOR MODULAR, 2P - 10kA, 2 MODULE, CURBA D, 4A | http://datasheet.lovatoelectric.com/Miniature_and_residual_circuit_breakers/RON/P1MB2PD04.pdf
P1MB2PD06 | P1MB2PD02.jpg | http://datasheet.lovatoelectric.com/Miniature_and_residual_circuit_breakers/products_images/P1MB2PD02.jpg | Miniature circuit breaker, 2P - 10kA. 2 modules, characteristic D, 6A | http://datasheet.lovatoelectric.com/Miniature_and_residual_circuit_breakers/ENG/P1MB2PD06.pdf | Interruttore magnetotermico, 2P - 10kA. 2 moduli, caratteristica D, 6A | http://datasheet.lovatoelectric.com/Miniature_and_residual_circuit_breakers/ITA/P1MB2PD06.pdf | Wyłącznik nadprądowy, 10kA - 2P - charakterystyka D, 6A | http://datasheet.lovatoelectric.com/Miniature_and_residual_circuit_breakers/POL/P1MB2PD06.pdf | INTRERUPATOR MODULAR, 2P - 10kA, 2 MODULE, CURBA D, 6A | http://datasheet.lovatoelectric.com/Miniature_and_residual_circuit_breakers/RON/P1MB2PD06.pdf
P1MB2PD08 | P1MB2PD02.jpg | http://datasheet.lovatoelectric.com/Miniature_and_residual_circuit_breakers/products_images/P1MB2PD02.jpg | Miniature circuit breaker, 2P - 10kA. 2 modules, characteristic D, 8A | http://datasheet.lovatoelectric.com/Miniature_and_residual_circuit_breakers/ENG/P1MB2PD08.pdf | Interruttore magnetotermico, 2P - 10kA. 2 moduli, caratteristica D, 8A | http://datasheet.lovatoelectric.com/Miniature_and_residual_circuit_breakers/ITA/P1MB2PD08.pdf | Wyłącznik nadprądowy, 10kA - 2P - charakterystyka D, 8A | http://datasheet.lovatoelectric.com/Miniature_and_residual_circuit_breakers/POL/P1MB2PD08.pdf | INTRERUPATOR MODULAR, 2P - 10kA, 2 MODULE, CURBA D, 8A | http://datasheet.lovatoelectric.com/Miniature_and_residual_circuit_breakers/RON/P1MB2PD08.pdf
P1MB2PD10 | P1MB2PD02.jpg | http://datasheet.lovatoelectric.com/Miniature_and_residual_circuit_breakers/products_images/P1MB2PD02.jpg | Miniature circuit breaker, 2P - 10kA. 2 modules, characteristic D, 10A | http://datasheet.lovatoelectric.com/Miniature_and_residual_circuit_breakers/ENG/P1MB2PD10.pdf | Interruttore magnetotermico, 2P - 10kA. 2 moduli, caratteristica D, 10A | http://datasheet.lovatoelectric.com/Miniature_and_residual_circuit_breakers/ITA/P1MB2PD10.pdf | Wyłącznik nadprądowy, 10kA - 2P - charakterystyka D, 10A | http://datasheet.lovatoelectric.com/Miniature_and_residual_circuit_breakers/POL/P1MB2PD10.pdf | INTRERUPATOR MODULAR, 2P - 10kA, 2 MODULE, CURBA D, 10A | http://datasheet.lovatoelectric.com/Miniature_and_residual_circuit_breakers/RON/P1MB2PD10.pdf
P1MB2PD13 | P1MB2PD02.jpg | http://datasheet.lovatoelectric.com/Miniature_and_residual_circuit_breakers/products_images/P1MB2PD02.jpg | Miniature circuit breaker, 2P - 10kA. 2 modules, characteristic D, 13A | http://datasheet.lovatoelectric.com/Miniature_and_residual_circuit_breakers/ENG/P1MB2PD13.pdf | Interruttore magnetotermico, 2P - 10kA. 2 moduli, caratteristica D, 13A | http://datasheet.lovatoelectric.com/Miniature_and_residual_circuit_breakers/ITA/P1MB2PD13.pdf | Wyłącznik nadprądowy, 10kA - 2P - charakterystyka D, 13A | http://datasheet.lovatoelectric.com/Miniature_and_residual_circuit_breakers/POL/P1MB2PD13.pdf | INTRERUPATOR MODULAR, 2P - 10kA, 2 MODULE, CURBA D, 13A | http://datasheet.lovatoelectric.com/Miniature_and_residual_circuit_breakers/RON/P1MB2PD13.pdf
P1MB2PD16 | P1MB2PD02.jpg | http://datasheet.lovatoelectric.com/Miniature_and_residual_circuit_breakers/products_images/P1MB2PD02.jpg | Miniature circuit breaker, 2P - 10kA. 2 modules, characteristic D, 16A | http://datasheet.lovatoelectric.com/Miniature_and_residual_circuit_breakers/ENG/P1MB2PD16.pdf | Interruttore magnetotermico, 2P - 10kA. 2 moduli, caratteristica D, 16A | http://datasheet.lovatoelectric.com/Miniature_and_residual_circuit_breakers/ITA/P1MB2PD16.pdf | Wyłącznik nadprądowy, 10kA - 2P - charakterystyka D, 16A | http://datasheet.lovatoelectric.com/Miniature_and_residual_circuit_breakers/POL/P1MB2PD16.pdf | INTRERUPATOR MODULAR, 2P - 10kA, 2 MODULE, CURBA D, 16A | http://datasheet.lovatoelectric.com/Miniature_and_residual_circuit_breakers/RON/P1MB2PD16.pdf
P1MB2PD20 | P1MB2PD02.jpg | http://datasheet.lovatoelectric.com/Miniature_and_residual_circuit_breakers/products_images/P1MB2PD02.jpg | Miniature circuit breaker, 2P - 10kA. 2 modules, characteristic D, 20A | http://datasheet.lovatoelectric.com/Miniature_and_residual_circuit_breakers/ENG/P1MB2PD20.pdf | Interruttore magnetotermico, 2P - 10kA. 2 moduli, caratteristica D, 20A | http://datasheet.lovatoelectric.com/Miniature_and_residual_circuit_breakers/ITA/P1MB2PD20.pdf | Wyłącznik nadprądowy, 10kA - 2P - charakterystyka D, 20A | http://datasheet.lovatoelectric.com/Miniature_and_residual_circuit_breakers/POL/P1MB2PD20.pdf | INTRERUPATOR MODULAR, 2P - 10kA, 2 MODULE, CURBA D, 20A | http://datasheet.lovatoelectric.com/Miniature_and_residual_circuit_breakers/RON/P1MB2PD20.pdf
P1MB2PD25 | P1MB2PD02.jpg | http://datasheet.lovatoelectric.com/Miniature_and_residual_circuit_breakers/products_images/P1MB2PD02.jpg | Miniature circuit breaker, 2P - 10kA. 2 modules, characteristic D, 25A | http://datasheet.lovatoelectric.com/Miniature_and_residual_circuit_breakers/ENG/P1MB2PD25.pdf | Interruttore magnetotermico, 2P - 10kA. 2 moduli, caratteristica D, 25A | http://datasheet.lovatoelectric.com/Miniature_and_residual_circuit_breakers/ITA/P1MB2PD25.pdf | Wyłącznik nadprądowy, 10kA - 2P - charakterystyka D, 25A | http://datasheet.lovatoelectric.com/Miniature_and_residual_circuit_breakers/POL/P1MB2PD25.pdf | INTRERUPATOR MODULAR, 2P - 10kA, 2 MODULE, CURBA D, 25A | http://datasheet.lovatoelectric.com/Miniature_and_residual_circuit_breakers/RON/P1MB2PD25.pdf
P1MB2PD32 | P1MB2PD02.jpg | http://datasheet.lovatoelectric.com/Miniature_and_residual_circuit_breakers/products_images/P1MB2PD02.jpg | Miniature circuit breaker, 2P - 10kA. 2 modules, characteristic D, 32A | http://datasheet.lovatoelectric.com/Miniature_and_residual_circuit_breakers/ENG/P1MB2PD32.pdf | Interruttore magnetotermico, 2P - 10kA. 2 moduli, caratteristica D, 32A | http://datasheet.lovatoelectric.com/Miniature_and_residual_circuit_breakers/ITA/P1MB2PD32.pdf | Wyłącznik nadprądowy, 10kA - 2P - charakterystyka D, 32A | http://datasheet.lovatoelectric.com/Miniature_and_residual_circuit_breakers/POL/P1MB2PD32.pdf | INTRERUPATOR MODULAR, 2P - 10kA, 2 MODULE, CURBA D, 32A | http://datasheet.lovatoelectric.com/Miniature_and_residual_circuit_breakers/RON/P1MB2PD32.pdf
P1MB2PD40 | P1MB2PD02.jpg | http://datasheet.lovatoelectric.com/Miniature_and_residual_circuit_breakers/products_images/P1MB2PD02.jpg | Miniature circuit breaker, 2P - 10kA. 2 modules, characteristic D, 40A | http://datasheet.lovatoelectric.com/Miniature_and_residual_circuit_breakers/ENG/P1MB2PD40.pdf | Interruttore magnetotermico, 2P - 10kA. 2 moduli, caratteristica D, 40A | http://datasheet.lovatoelectric.com/Miniature_and_residual_circuit_breakers/ITA/P1MB2PD40.pdf | Wyłącznik nadprądowy, 10kA - 2P - charakterystyka D, 40A | http://datasheet.lovatoelectric.com/Miniature_and_residual_circuit_breakers/POL/P1MB2PD40.pdf | INTRERUPATOR MODULAR, 2P - 10kA, 2 MODULE, CURBA D, 40A | http://datasheet.lovatoelectric.com/Miniature_and_residual_circuit_breakers/RON/P1MB2PD40.pdf
P1MB2PD50 | P1MB2PD02.jpg | http://datasheet.lovatoelectric.com/Miniature_and_residual_circuit_breakers/products_images/P1MB2PD02.jpg | Miniature circuit breaker, 2P - 10kA. 2 modules, characteristic D, 50A | http://datasheet.lovatoelectric.com/Miniature_and_residual_circuit_breakers/ENG/P1MB2PD50.pdf | Interruttore magnetotermico, 2P - 10kA. 2 moduli, caratteristica D, 50A | http://datasheet.lovatoelectric.com/Miniature_and_residual_circuit_breakers/ITA/P1MB2PD50.pdf | Wyłącznik nadprądowy, 10kA - 2P - charakterystyka D, 50A | http://datasheet.lovatoelectric.com/Miniature_and_residual_circuit_breakers/POL/P1MB2PD50.pdf | INTRERUPATOR MODULAR, 2P - 10kA, 2 MODULE, CURBA D, 50A | http://datasheet.lovatoelectric.com/Miniature_and_residual_circuit_breakers/RON/P1MB2PD50.pdf
P1MB2PD63 | P1MB2PD02.jpg | http://datasheet.lovatoelectric.com/Miniature_and_residual_circuit_breakers/products_images/P1MB2PD02.jpg | Miniature circuit breaker, 2P - 10kA. 2 modules, characteristic D, 63A | http://datasheet.lovatoelectric.com/Miniature_and_residual_circuit_breakers/ENG/P1MB2PD63.pdf | Interruttore magnetotermico, 2P - 10kA. 2 moduli, caratteristica D, 63A | http://datasheet.lovatoelectric.com/Miniature_and_residual_circuit_breakers/ITA/P1MB2PD63.pdf | Wyłącznik nadprądowy, 10kA - 2P - charakterystyka D, 63A | http://datasheet.lovatoelectric.com/Miniature_and_residual_circuit_breakers/POL/P1MB2PD63.pdf | INTRERUPATOR MODULAR, 2P - 10kA, 2 MODULE, CURBA D, 63A | http://datasheet.lovatoelectric.com/Miniature_and_residual_circuit_breakers/RON/P1MB2PD63.pdf
P1MB3PB01 | P1MB3PB32.jpg | http://datasheet.lovatoelectric.com/Miniature_and_residual_circuit_breakers/products_images/P1MB3PB32.jpg | Miniature circuit breaker, 3P - 10kA. 3 modules, characteristic B, 1A | http://datasheet.lovatoelectric.com/Miniature_and_residual_circuit_breakers/ENG/P1MB3PB01.pdf | Interruttore magnetotermico, 3P - 10kA. 3 moduli, caratteristica B, 1A | http://datasheet.lovatoelectric.com/Miniature_and_residual_circuit_breakers/ITA/P1MB3PB01.pdf | Wyłącznik nadprądowy, 10kA - 3P - charakterystyka B, 1A | http://datasheet.lovatoelectric.com/Miniature_and_residual_circuit_breakers/POL/P1MB3PB01.pdf | INTRERUPATOR MODULAR, 3P - 10kA, 3 MODULE, CURBA B, 1A | http://datasheet.lovatoelectric.com/Miniature_and_residual_circuit_breakers/RON/P1MB3PB01.pdf
P1MB3PB02 | P1MB3PB32.jpg | http://datasheet.lovatoelectric.com/Miniature_and_residual_circuit_breakers/products_images/P1MB3PB32.jpg | Miniature circuit breaker, 3P - 10kA. 3 modules, characteristic B, 2A | http://datasheet.lovatoelectric.com/Miniature_and_residual_circuit_breakers/ENG/P1MB3PB02.pdf | Interruttore magnetotermico, 3P - 10kA. 3 moduli, caratteristica B, 2A | http://datasheet.lovatoelectric.com/Miniature_and_residual_circuit_breakers/ITA/P1MB3PB02.pdf | Wyłącznik nadprądowy, 10kA - 3P - charakterystyka B, 2A | http://datasheet.lovatoelectric.com/Miniature_and_residual_circuit_breakers/POL/P1MB3PB02.pdf | INTRERUPATOR MODULAR, 3P - 10kA, 3 MODULE, CURBA B, 2A | http://datasheet.lovatoelectric.com/Miniature_and_residual_circuit_breakers/RON/P1MB3PB02.pdf
P1MB3PB04 | P1MB3PB32.jpg | http://datasheet.lovatoelectric.com/Miniature_and_residual_circuit_breakers/products_images/P1MB3PB32.jpg | Miniature circuit breaker, 3P - 10kA. 3 modules, characteristic B, 4A | http://datasheet.lovatoelectric.com/Miniature_and_residual_circuit_breakers/ENG/P1MB3PB04.pdf | Interruttore magnetotermico, 3P - 10kA. 3 moduli, caratteristica B, 4A | http://datasheet.lovatoelectric.com/Miniature_and_residual_circuit_breakers/ITA/P1MB3PB04.pdf | Wyłącznik nadprądowy, 10kA - 3P - charakterystyka B, 4A | http://datasheet.lovatoelectric.com/Miniature_and_residual_circuit_breakers/POL/P1MB3PB04.pdf | INTRERUPATOR MODULAR, 3P - 10kA, 3 MODULE, CURBA B, 4A | http://datasheet.lovatoelectric.com/Miniature_and_residual_circuit_breakers/RON/P1MB3PB04.pdf
P1MB3PB06 | P1MB3PB32.jpg | http://datasheet.lovatoelectric.com/Miniature_and_residual_circuit_breakers/products_images/P1MB3PB32.jpg | Miniature circuit breaker, 3P - 10kA. 3 modules, characteristic B, 6A | http://datasheet.lovatoelectric.com/Miniature_and_residual_circuit_breakers/ENG/P1MB3PB06.pdf | Interruttore magnetotermico, 3P - 10kA. 3 moduli, caratteristica B, 6A | http://datasheet.lovatoelectric.com/Miniature_and_residual_circuit_breakers/ITA/P1MB3PB06.pdf | Wyłącznik nadprądowy, 10kA - 3P - charakterystyka B, 6A | http://datasheet.lovatoelectric.com/Miniature_and_residual_circuit_breakers/POL/P1MB3PB06.pdf | INTRERUPATOR MODULAR, 3P - 10kA, 3 MODULE, CURBA B, 6A | http://datasheet.lovatoelectric.com/Miniature_and_residual_circuit_breakers/RON/P1MB3PB06.pdf
P1MB3PB10 | P1MB3PB32.jpg | http://datasheet.lovatoelectric.com/Miniature_and_residual_circuit_breakers/products_images/P1MB3PB32.jpg | Miniature circuit breaker, 3P - 10kA. 3 modules, characteristic B, 10A | http://datasheet.lovatoelectric.com/Miniature_and_residual_circuit_breakers/ENG/P1MB3PB10.pdf | Interruttore magnetotermico, 3P - 10kA. 3 moduli, caratteristica B, 10A | http://datasheet.lovatoelectric.com/Miniature_and_residual_circuit_breakers/ITA/P1MB3PB10.pdf | Wyłącznik nadprądowy, 10kA - 3P - charakterystyka B, 10A | http://datasheet.lovatoelectric.com/Miniature_and_residual_circuit_breakers/POL/P1MB3PB10.pdf | INTRERUPATOR MODULAR, 3P - 10kA, 3 MODULE, CURBA B, 10A | http://datasheet.lovatoelectric.com/Miniature_and_residual_circuit_breakers/RON/P1MB3PB10.pdf
P1MB3PB13 | P1MB3PB32.jpg | http://datasheet.lovatoelectric.com/Miniature_and_residual_circuit_breakers/products_images/P1MB3PB32.jpg | Miniature circuit breaker, 3P - 10kA. 3 modules, characteristic B, 13A | http://datasheet.lovatoelectric.com/Miniature_and_residual_circuit_breakers/ENG/P1MB3PB13.pdf | Interruttore magnetotermico, 3P - 10kA. 3 moduli, caratteristica B, 13A | http://datasheet.lovatoelectric.com/Miniature_and_residual_circuit_breakers/ITA/P1MB3PB13.pdf | Wyłącznik nadprądowy, 10kA - 3P - charakterystyka B, 13A | http://datasheet.lovatoelectric.com/Miniature_and_residual_circuit_breakers/POL/P1MB3PB13.pdf | INTRERUPATOR MODULAR, 3P - 10kA, 3 MODULE, CURBA B, 13A | http://datasheet.lovatoelectric.com/Miniature_and_residual_circuit_breakers/RON/P1MB3PB13.pdf
P1MB3PB16 | P1MB3PB32.jpg | http://datasheet.lovatoelectric.com/Miniature_and_residual_circuit_breakers/products_images/P1MB3PB32.jpg | Miniature circuit breaker, 3P - 10kA. 3 modules, characteristic B, 16A | http://datasheet.lovatoelectric.com/Miniature_and_residual_circuit_breakers/ENG/P1MB3PB16.pdf | Interruttore magnetotermico, 3P - 10kA. 3 moduli, caratteristica B, 16A | http://datasheet.lovatoelectric.com/Miniature_and_residual_circuit_breakers/ITA/P1MB3PB16.pdf | Wyłącznik nadprądowy, 10kA - 3P - charakterystyka B, 16A | http://datasheet.lovatoelectric.com/Miniature_and_residual_circuit_breakers/POL/P1MB3PB16.pdf | INTRERUPATOR MODULAR, 3P - 10kA, 3 MODULE, CURBA B, 16A | http://datasheet.lovatoelectric.com/Miniature_and_residual_circuit_breakers/RON/P1MB3PB16.pdf
P1MB3PB20 | P1MB3PB32.jpg | http://datasheet.lovatoelectric.com/Miniature_and_residual_circuit_breakers/products_images/P1MB3PB32.jpg | Miniature circuit breaker, 3P - 10kA. 3 modules, characteristic B, 20A | http://datasheet.lovatoelectric.com/Miniature_and_residual_circuit_breakers/ENG/P1MB3PB20.pdf | Interruttore magnetotermico, 3P - 10kA. 3 moduli, caratteristica B, 20A | http://datasheet.lovatoelectric.com/Miniature_and_residual_circuit_breakers/ITA/P1MB3PB20.pdf | Wyłącznik nadprądowy, 10kA - 3P - charakterystyka B, 20A | http://datasheet.lovatoelectric.com/Miniature_and_residual_circuit_breakers/POL/P1MB3PB20.pdf | INTRERUPATOR MODULAR, 3P - 10kA, 3 MODULE, CURBA B, 20A | http://datasheet.lovatoelectric.com/Miniature_and_residual_circuit_breakers/RON/P1MB3PB20.pdf
P1MB3PB25 | P1MB3PB32.jpg | http://datasheet.lovatoelectric.com/Miniature_and_residual_circuit_breakers/products_images/P1MB3PB32.jpg | Miniature circuit breaker, 3P - 10kA. 3 modules, characteristic B, 25A | http://datasheet.lovatoelectric.com/Miniature_and_residual_circuit_breakers/ENG/P1MB3PB25.pdf | Interruttore magnetotermico, 3P - 10kA. 3 moduli, caratteristica B, 25A | http://datasheet.lovatoelectric.com/Miniature_and_residual_circuit_breakers/ITA/P1MB3PB25.pdf | Wyłącznik nadprądowy, 10kA - 3P - charakterystyka B, 25A | http://datasheet.lovatoelectric.com/Miniature_and_residual_circuit_breakers/POL/P1MB3PB25.pdf | INTRERUPATOR MODULAR, 3P - 10kA, 3 MODULE, CURBA B, 25A | http://datasheet.lovatoelectric.com/Miniature_and_residual_circuit_breakers/RON/P1MB3PB25.pdf
P1MB3PB32 | P1MB3PB32.jpg | http://datasheet.lovatoelectric.com/Miniature_and_residual_circuit_breakers/products_images/P1MB3PB32.jpg | Miniature circuit breaker, 3P - 10kA. 3 modules, characteristic B, 32A | http://datasheet.lovatoelectric.com/Miniature_and_residual_circuit_breakers/ENG/P1MB3PB32.pdf | Interruttore magnetotermico, 3P - 10kA. 3 moduli, caratteristica B, 32A | http://datasheet.lovatoelectric.com/Miniature_and_residual_circuit_breakers/ITA/P1MB3PB32.pdf | Wyłącznik nadprądowy, 10kA - 3P - charakterystyka B, 32A | http://datasheet.lovatoelectric.com/Miniature_and_residual_circuit_breakers/POL/P1MB3PB32.pdf | INTRERUPATOR MODULAR, 3P - 10kA, 3 MODULE, CURBA B, 32A | http://datasheet.lovatoelectric.com/Miniature_and_residual_circuit_breakers/RON/P1MB3PB32.pdf
P1MB3PB40 | P1MB3PB32.jpg | http://datasheet.lovatoelectric.com/Miniature_and_residual_circuit_breakers/products_images/P1MB3PB32.jpg | Miniature circuit breaker, 3P - 10kA. 3 modules, characteristic B, 40A | http://datasheet.lovatoelectric.com/Miniature_and_residual_circuit_breakers/ENG/P1MB3PB40.pdf | Interruttore magnetotermico, 3P - 10kA. 3 moduli, caratteristica B, 40A | http://datasheet.lovatoelectric.com/Miniature_and_residual_circuit_breakers/ITA/P1MB3PB40.pdf | Wyłącznik nadprądowy, 10kA - 3P - charakterystyka B, 40A | http://datasheet.lovatoelectric.com/Miniature_and_residual_circuit_breakers/POL/P1MB3PB40.pdf | INTRERUPATOR MODULAR, 3P - 10kA, 3 MODULE, CURBA B, 40A | http://datasheet.lovatoelectric.com/Miniature_and_residual_circuit_breakers/RON/P1MB3PB40.pdf
P1MB3PB50 | P1MB3PB32.jpg | http://datasheet.lovatoelectric.com/Miniature_and_residual_circuit_breakers/products_images/P1MB3PB32.jpg | Miniature circuit breaker, 3P - 10kA. 3 modules, characteristic B, 50A | http://datasheet.lovatoelectric.com/Miniature_and_residual_circuit_breakers/ENG/P1MB3PB50.pdf | Interruttore magnetotermico, 3P - 10kA. 3 moduli, caratteristica B, 50A | http://datasheet.lovatoelectric.com/Miniature_and_residual_circuit_breakers/ITA/P1MB3PB50.pdf | Wyłącznik nadprądowy, 10kA - 3P - charakterystyka B, 50A | http://datasheet.lovatoelectric.com/Miniature_and_residual_circuit_breakers/POL/P1MB3PB50.pdf | INTRERUPATOR MODULAR, 3P - 10kA, 3 MODULE, CURBA B, 50A | http://datasheet.lovatoelectric.com/Miniature_and_residual_circuit_breakers/RON/P1MB3PB50.pdf
P1MB3PB63 | P1MB3PB32.jpg | http://datasheet.lovatoelectric.com/Miniature_and_residual_circuit_breakers/products_images/P1MB3PB32.jpg | Miniature circuit breaker, 3P - 10kA. 3 modules, characteristic B, 63A | http://datasheet.lovatoelectric.com/Miniature_and_residual_circuit_breakers/ENG/P1MB3PB63.pdf | Interruttore magnetotermico, 3P - 10kA. 3 moduli, caratteristica B, 63A | http://datasheet.lovatoelectric.com/Miniature_and_residual_circuit_breakers/ITA/P1MB3PB63.pdf | Wyłącznik nadprądowy, 10kA - 3P - charakterystyka B, 63A | http://datasheet.lovatoelectric.com/Miniature_and_residual_circuit_breakers/POL/P1MB3PB63.pdf | INTRERUPATOR MODULAR, 3P - 10kA, 3 MODULE, CURBA B, 63A | http://datasheet.lovatoelectric.com/Miniature_and_residual_circuit_breakers/RON/P1MB3PB63.pdf
P1MB3PC01 | P1MB3PC06.jpg | http://datasheet.lovatoelectric.com/Miniature_and_residual_circuit_breakers/products_images/P1MB3PC06.jpg | Miniature circuit breaker, 3P - 10kA. 3 modules, characteristic C, 1A | http://datasheet.lovatoelectric.com/Miniature_and_residual_circuit_breakers/ENG/P1MB3PC01.pdf | Interruttore magnetotermico, 3P - 10kA. 3 moduli, caratteristica C, 1A | http://datasheet.lovatoelectric.com/Miniature_and_residual_circuit_breakers/ITA/P1MB3PC01.pdf | Wyłącznik nadprądowy, 10kA - 3P - charakterystyka C, 1A | http://datasheet.lovatoelectric.com/Miniature_and_residual_circuit_breakers/POL/P1MB3PC01.pdf | INTRERUPATOR MODULAR, 3P - 10kA, 3 MODULE, CURBA C, 1A | http://datasheet.lovatoelectric.com/Miniature_and_residual_circuit_breakers/RON/P1MB3PC01.pdf
P1MB3PC02 | P1MB3PC06.jpg | http://datasheet.lovatoelectric.com/Miniature_and_residual_circuit_breakers/products_images/P1MB3PC06.jpg | Miniature circuit breaker, 3P - 10kA. 3 modules, characteristic C, 2A | http://datasheet.lovatoelectric.com/Miniature_and_residual_circuit_breakers/ENG/P1MB3PC02.pdf | Interruttore magnetotermico, 3P - 10kA. 3 moduli, caratteristica C, 2A | http://datasheet.lovatoelectric.com/Miniature_and_residual_circuit_breakers/ITA/P1MB3PC02.pdf | Wyłącznik nadprądowy, 10kA - 3P - charakterystyka C, 2A | http://datasheet.lovatoelectric.com/Miniature_and_residual_circuit_breakers/POL/P1MB3PC02.pdf | INTRERUPATOR MODULAR, 3P - 10kA, 3 MODULE, CURBA C, 2A | http://datasheet.lovatoelectric.com/Miniature_and_residual_circuit_breakers/RON/P1MB3PC02.pdf
P1MB3PC03 | P1MB3PC06.jpg | http://datasheet.lovatoelectric.com/Miniature_and_residual_circuit_breakers/products_images/P1MB3PC06.jpg | Miniature circuit breaker, 3P - 10kA. 3 modules, characteristic C, 3A | http://datasheet.lovatoelectric.com/Miniature_and_residual_circuit_breakers/ENG/P1MB3PC03.pdf | Interruttore magnetotermico, 3P - 10kA. 3 moduli, caratteristica C, 3A | http://datasheet.lovatoelectric.com/Miniature_and_residual_circuit_breakers/ITA/P1MB3PC03.pdf | Wyłącznik nadprądowy, 10kA - 3P - charakterystyka C, 3A | http://datasheet.lovatoelectric.com/Miniature_and_residual_circuit_breakers/POL/P1MB3PC03.pdf | INTRERUPATOR MODULAR, 3P - 10kA, 3 MODULE, CURBA C, 3A | http://datasheet.lovatoelectric.com/Miniature_and_residual_circuit_breakers/RON/P1MB3PC03.pdf
P1MB3PC04 | P1MB3PC06.jpg | http://datasheet.lovatoelectric.com/Miniature_and_residual_circuit_breakers/products_images/P1MB3PC06.jpg | Miniature circuit breaker, 3P - 10kA. 3 modules, characteristic C, 4A | http://datasheet.lovatoelectric.com/Miniature_and_residual_circuit_breakers/ENG/P1MB3PC04.pdf | Interruttore magnetotermico, 3P - 10kA. 3 moduli, caratteristica C, 4A | http://datasheet.lovatoelectric.com/Miniature_and_residual_circuit_breakers/ITA/P1MB3PC04.pdf | Wyłącznik nadprądowy, 10kA - 3P - charakterystyka C, 4A | http://datasheet.lovatoelectric.com/Miniature_and_residual_circuit_breakers/POL/P1MB3PC04.pdf | INTRERUPATOR MODULAR, 3P - 10kA, 3 MODULE, CURBA C, 4A | http://datasheet.lovatoelectric.com/Miniature_and_residual_circuit_breakers/RON/P1MB3PC04.pdf
P1MB3PC06 | P1MB3PC06.jpg | http://datasheet.lovatoelectric.com/Miniature_and_residual_circuit_breakers/products_images/P1MB3PC06.jpg | Miniature circuit breaker, 3P - 10kA. 3 modules, characteristic C, 6A | http://datasheet.lovatoelectric.com/Miniature_and_residual_circuit_breakers/ENG/P1MB3PC06.pdf | Interruttore magnetotermico, 3P - 10kA. 3 moduli, caratteristica C, 6A | http://datasheet.lovatoelectric.com/Miniature_and_residual_circuit_breakers/ITA/P1MB3PC06.pdf | Wyłącznik nadprądowy, 10kA - 3P - charakterystyka C, 6A | http://datasheet.lovatoelectric.com/Miniature_and_residual_circuit_breakers/POL/P1MB3PC06.pdf | INTRERUPATOR MODULAR, 3P - 10kA, 3 MODULE, CURBA C, 6A | http://datasheet.lovatoelectric.com/Miniature_and_residual_circuit_breakers/RON/P1MB3PC06.pdf
P1MB3PC08 | P1MB3PC06.jpg | http://datasheet.lovatoelectric.com/Miniature_and_residual_circuit_breakers/products_images/P1MB3PC06.jpg | Miniature circuit breaker, 3P - 10kA. 3 modules, characteristic C, 8A | http://datasheet.lovatoelectric.com/Miniature_and_residual_circuit_breakers/ENG/P1MB3PC08.pdf | Interruttore magnetotermico, 3P - 10kA. 3 moduli, caratteristica C, 8A | http://datasheet.lovatoelectric.com/Miniature_and_residual_circuit_breakers/ITA/P1MB3PC08.pdf | Wyłącznik nadprądowy, 10kA - 3P - charakterystyka C, 8A | http://datasheet.lovatoelectric.com/Miniature_and_residual_circuit_breakers/POL/P1MB3PC08.pdf | INTRERUPATOR MODULAR, 3P - 10kA, 3 MODULE, CURBA C, 8A | http://datasheet.lovatoelectric.com/Miniature_and_residual_circuit_breakers/RON/P1MB3PC08.pdf
P1MB3PC10 | P1MB3PC10.jpg | http://datasheet.lovatoelectric.com/Miniature_and_residual_circuit_breakers/products_images/P1MB3PC10.jpg | Miniature circuit breaker, 3P - 10kA. 3 modules, characteristic C, 10A | http://datasheet.lovatoelectric.com/Miniature_and_residual_circuit_breakers/ENG/P1MB3PC10.pdf | Interruttore magnetotermico, 3P - 10kA. 3 moduli, caratteristica C, 10A | http://datasheet.lovatoelectric.com/Miniature_and_residual_circuit_breakers/ITA/P1MB3PC10.pdf | Wyłącznik nadprądowy, 10kA - 3P - charakterystyka C, 10A | http://datasheet.lovatoelectric.com/Miniature_and_residual_circuit_breakers/POL/P1MB3PC10.pdf | INTRERUPATOR MODULAR, 3P - 10kA, 3 MODULE, CURBA C, 10A | http://datasheet.lovatoelectric.com/Miniature_and_residual_circuit_breakers/RON/P1MB3PC10.pdf
P1MB3PC13 | P1MB3PC06.jpg | http://datasheet.lovatoelectric.com/Miniature_and_residual_circuit_breakers/products_images/P1MB3PC06.jpg | Miniature circuit breaker, 3P - 10kA. 3 modules, characteristic C, 13A | http://datasheet.lovatoelectric.com/Miniature_and_residual_circuit_breakers/ENG/P1MB3PC13.pdf | Interruttore magnetotermico, 3P - 10kA. 3 moduli, caratteristica C, 13A | http://datasheet.lovatoelectric.com/Miniature_and_residual_circuit_breakers/ITA/P1MB3PC13.pdf | Wyłącznik nadprądowy, 10kA - 3P - charakterystyka C, 13A | http://datasheet.lovatoelectric.com/Miniature_and_residual_circuit_breakers/POL/P1MB3PC13.pdf | INTRERUPATOR MODULAR, 3P - 10kA, 3 MODULE, CURBA C, 13A | http://datasheet.lovatoelectric.com/Miniature_and_residual_circuit_breakers/RON/P1MB3PC13.pdf
P1MB3PC16 | P1MB3PC06.jpg | http://datasheet.lovatoelectric.com/Miniature_and_residual_circuit_breakers/products_images/P1MB3PC06.jpg | Miniature circuit breaker, 3P - 10kA. 3 modules, characteristic C, 16A | http://datasheet.lovatoelectric.com/Miniature_and_residual_circuit_breakers/ENG/P1MB3PC16.pdf | Interruttore magnetotermico, 3P - 10kA. 3 moduli, caratteristica C, 16A | http://datasheet.lovatoelectric.com/Miniature_and_residual_circuit_breakers/ITA/P1MB3PC16.pdf | Wyłącznik nadprądowy, 10kA - 3P - charakterystyka C, 16A | http://datasheet.lovatoelectric.com/Miniature_and_residual_circuit_breakers/POL/P1MB3PC16.pdf | INTRERUPATOR MODULAR, 3P - 10kA, 3 MODULE, CURBA C, 16A | http://datasheet.lovatoelectric.com/Miniature_and_residual_circuit_breakers/RON/P1MB3PC16.pdf
P1MB3PC20 | P1MB3PC06.jpg | http://datasheet.lovatoelectric.com/Miniature_and_residual_circuit_breakers/products_images/P1MB3PC06.jpg | Miniature circuit breaker, 3P - 10kA. 3 modules, characteristic C, 20A | http://datasheet.lovatoelectric.com/Miniature_and_residual_circuit_breakers/ENG/P1MB3PC20.pdf | Interruttore magnetotermico, 3P - 10kA. 3 moduli, caratteristica C, 20A | http://datasheet.lovatoelectric.com/Miniature_and_residual_circuit_breakers/ITA/P1MB3PC20.pdf | Wyłącznik nadprądowy, 10kA - 3P - charakterystyka C, 20A | http://datasheet.lovatoelectric.com/Miniature_and_residual_circuit_breakers/POL/P1MB3PC20.pdf | INTRERUPATOR MODULAR, 3P - 10kA, 3 MODULE, CURBA C, 20A | http://datasheet.lovatoelectric.com/Miniature_and_residual_circuit_breakers/RON/P1MB3PC20.pdf
P1MB3PC25 | P1MB3PC06.jpg | http://datasheet.lovatoelectric.com/Miniature_and_residual_circuit_breakers/products_images/P1MB3PC06.jpg | Miniature circuit breaker, 3P - 10kA. 3 modules, characteristic C, 25A | http://datasheet.lovatoelectric.com/Miniature_and_residual_circuit_breakers/ENG/P1MB3PC25.pdf | Interruttore magnetotermico, 3P - 10kA. 3 moduli, caratteristica C, 25A | http://datasheet.lovatoelectric.com/Miniature_and_residual_circuit_breakers/ITA/P1MB3PC25.pdf | Wyłącznik nadprądowy, 10kA - 3P - charakterystyka C, 25A | http://datasheet.lovatoelectric.com/Miniature_and_residual_circuit_breakers/POL/P1MB3PC25.pdf | INTRERUPATOR MODULAR, 3P - 10kA, 3 MODULE, CURBA C, 25A | http://datasheet.lovatoelectric.com/Miniature_and_residual_circuit_breakers/RON/P1MB3PC25.pdf
P1MB3PC32 | P1MB3PC06.jpg | http://datasheet.lovatoelectric.com/Miniature_and_residual_circuit_breakers/products_images/P1MB3PC06.jpg | Miniature circuit breaker, 3P - 10kA. 3 modules, characteristic C, 32A | http://datasheet.lovatoelectric.com/Miniature_and_residual_circuit_breakers/ENG/P1MB3PC32.pdf | Interruttore magnetotermico, 3P - 10kA. 3 moduli, caratteristica C, 32A | http://datasheet.lovatoelectric.com/Miniature_and_residual_circuit_breakers/ITA/P1MB3PC32.pdf | Wyłącznik nadprądowy, 10kA - 3P - charakterystyka C, 32A | http://datasheet.lovatoelectric.com/Miniature_and_residual_circuit_breakers/POL/P1MB3PC32.pdf | INTRERUPATOR MODULAR, 3P - 10kA, 3 MODULE, CURBA C, 32A | http://datasheet.lovatoelectric.com/Miniature_and_residual_circuit_breakers/RON/P1MB3PC32.pdf
P1MB3PC40 | P1MB3PC06.jpg | http://datasheet.lovatoelectric.com/Miniature_and_residual_circuit_breakers/products_images/P1MB3PC06.jpg | Miniature circuit breaker, 3P - 10kA. 3 modules, characteristic C, 40A | http://datasheet.lovatoelectric.com/Miniature_and_residual_circuit_breakers/ENG/P1MB3PC40.pdf | Interruttore magnetotermico, 3P - 10kA. 3 moduli, caratteristica C, 40A | http://datasheet.lovatoelectric.com/Miniature_and_residual_circuit_breakers/ITA/P1MB3PC40.pdf | Wyłącznik nadprądowy, 10kA - 3P - charakterystyka C, 40A | http://datasheet.lovatoelectric.com/Miniature_and_residual_circuit_breakers/POL/P1MB3PC40.pdf | INTRERUPATOR MODULAR, 3P - 10kA, 3 MODULE, CURBA C, 40A | http://datasheet.lovatoelectric.com/Miniature_and_residual_circuit_breakers/RON/P1MB3PC40.pdf
P1MB3PC50 | P1MB3PC06.jpg | http://datasheet.lovatoelectric.com/Miniature_and_residual_circuit_breakers/products_images/P1MB3PC06.jpg | Miniature circuit breaker, 3P - 10kA. 3 modules, characteristic C, 50A | http://datasheet.lovatoelectric.com/Miniature_and_residual_circuit_breakers/ENG/P1MB3PC50.pdf | Interruttore magnetotermico, 3P - 10kA. 3 moduli, caratteristica C, 50A | http://datasheet.lovatoelectric.com/Miniature_and_residual_circuit_breakers/ITA/P1MB3PC50.pdf | Wyłącznik nadprądowy, 10kA - 3P - charakterystyka C, 50A | http://datasheet.lovatoelectric.com/Miniature_and_residual_circuit_breakers/POL/P1MB3PC50.pdf | INTRERUPATOR MODULAR, 3P - 10kA, 3 MODULE, CURBA C, 50A | http://datasheet.lovatoelectric.com/Miniature_and_residual_circuit_breakers/RON/P1MB3PC50.pdf
P1MB3PC63 | P1MB3PC06.jpg | http://datasheet.lovatoelectric.com/Miniature_and_residual_circuit_breakers/products_images/P1MB3PC06.jpg | Miniature circuit breaker, 3P - 10kA. 3 modules, characteristic C, 63A | http://datasheet.lovatoelectric.com/Miniature_and_residual_circuit_breakers/ENG/P1MB3PC63.pdf | Interruttore magnetotermico, 3P - 10kA. 3 moduli, caratteristica C, 63A | http://datasheet.lovatoelectric.com/Miniature_and_residual_circuit_breakers/ITA/P1MB3PC63.pdf | Wyłącznik nadprądowy, 10kA - 3P - charakterystyka C, 63A | http://datasheet.lovatoelectric.com/Miniature_and_residual_circuit_breakers/POL/P1MB3PC63.pdf | INTRERUPATOR MODULAR, 3P - 10kA, 3 MODULE, CURBA C, 63A | http://datasheet.lovatoelectric.com/Miniature_and_residual_circuit_breakers/RON/P1MB3PC63.pdf
P1MB3PD01 | P1MB3PD10.jpg | http://datasheet.lovatoelectric.com/Miniature_and_residual_circuit_breakers/products_images/P1MB3PD10.jpg | Miniature circuit breaker, 3P - 10kA. 3 modules, characteristic D, 1A | http://datasheet.lovatoelectric.com/Miniature_and_residual_circuit_breakers/ENG/P1MB3PD01.pdf | Interruttore magnetotermico, 3P - 10kA. 3 moduli, caratteristica D, 1A | http://datasheet.lovatoelectric.com/Miniature_and_residual_circuit_breakers/ITA/P1MB3PD01.pdf | Wyłącznik nadprądowy, 10kA - 3P - charakterystyka D, 1A | http://datasheet.lovatoelectric.com/Miniature_and_residual_circuit_breakers/POL/P1MB3PD01.pdf | INTRERUPATOR MODULAR, 3P - 10kA, 3 MODULE, CURBA D, 1A | http://datasheet.lovatoelectric.com/Miniature_and_residual_circuit_breakers/RON/P1MB3PD01.pdf
P1MB3PD02 | P1MB3PD10.jpg | http://datasheet.lovatoelectric.com/Miniature_and_residual_circuit_breakers/products_images/P1MB3PD10.jpg | Miniature circuit breaker, 3P - 10kA. 3 modules, characteristic D, 2A | http://datasheet.lovatoelectric.com/Miniature_and_residual_circuit_breakers/ENG/P1MB3PD02.pdf | Interruttore magnetotermico, 3P - 10kA. 3 moduli, caratteristica D, 2A | http://datasheet.lovatoelectric.com/Miniature_and_residual_circuit_breakers/ITA/P1MB3PD02.pdf | Wyłącznik nadprądowy, 10kA - 3P - charakterystyka D, 2A | http://datasheet.lovatoelectric.com/Miniature_and_residual_circuit_breakers/POL/P1MB3PD02.pdf | INTRERUPATOR MODULAR, 3P - 10kA, 3 MODULE, CURBA D, 2A | http://datasheet.lovatoelectric.com/Miniature_and_residual_circuit_breakers/RON/P1MB3PD02.pdf
P1MB3PD03 | P1MB3PD10.jpg | http://datasheet.lovatoelectric.com/Miniature_and_residual_circuit_breakers/products_images/P1MB3PD10.jpg | Miniature circuit breaker, 3P - 10kA. 3 modules, characteristic D, 3A | http://datasheet.lovatoelectric.com/Miniature_and_residual_circuit_breakers/ENG/P1MB3PD03.pdf | Interruttore magnetotermico, 3P - 10kA. 3 moduli, caratteristica D, 3A | http://datasheet.lovatoelectric.com/Miniature_and_residual_circuit_breakers/ITA/P1MB3PD03.pdf | Wyłącznik nadprądowy, 10kA - 3P - charakterystyka D, 3A | http://datasheet.lovatoelectric.com/Miniature_and_residual_circuit_breakers/POL/P1MB3PD03.pdf | INTRERUPATOR MODULAR, 3P - 10kA, 3 MODULE, CURBA D, 3A | http://datasheet.lovatoelectric.com/Miniature_and_residual_circuit_breakers/RON/P1MB3PD03.pdf
P1MB3PD04 | P1MB3PD10.jpg | http://datasheet.lovatoelectric.com/Miniature_and_residual_circuit_breakers/products_images/P1MB3PD10.jpg | Miniature circuit breaker, 3P - 10kA. 3 modules, characteristic D, 4A | http://datasheet.lovatoelectric.com/Miniature_and_residual_circuit_breakers/ENG/P1MB3PD04.pdf | Interruttore magnetotermico, 3P - 10kA. 3 moduli, caratteristica D, 4A | http://datasheet.lovatoelectric.com/Miniature_and_residual_circuit_breakers/ITA/P1MB3PD04.pdf | Wyłącznik nadprądowy, 10kA - 3P - charakterystyka D, 4A | http://datasheet.lovatoelectric.com/Miniature_and_residual_circuit_breakers/POL/P1MB3PD04.pdf | INTRERUPATOR MODULAR, 3P - 10kA, 3 MODULE, CURBA D, 4A | http://datasheet.lovatoelectric.com/Miniature_and_residual_circuit_breakers/RON/P1MB3PD04.pdf
P1MB3PD06 | P1MB3PD10.jpg | http://datasheet.lovatoelectric.com/Miniature_and_residual_circuit_breakers/products_images/P1MB3PD10.jpg | Miniature circuit breaker, 3P - 10kA. 3 modules, characteristic D, 6A | http://datasheet.lovatoelectric.com/Miniature_and_residual_circuit_breakers/ENG/P1MB3PD06.pdf | Interruttore magnetotermico, 3P - 10kA. 3 moduli, caratteristica D, 6A | http://datasheet.lovatoelectric.com/Miniature_and_residual_circuit_breakers/ITA/P1MB3PD06.pdf | Wyłącznik nadprądowy, 10kA - 3P - charakterystyka D, 6A | http://datasheet.lovatoelectric.com/Miniature_and_residual_circuit_breakers/POL/P1MB3PD06.pdf | INTRERUPATOR MODULAR, 3P - 10kA, 3 MODULE, CURBA D, 6A | http://datasheet.lovatoelectric.com/Miniature_and_residual_circuit_breakers/RON/P1MB3PD06.pdf
P1MB3PD08 | P1MB3PD10.jpg | http://datasheet.lovatoelectric.com/Miniature_and_residual_circuit_breakers/products_images/P1MB3PD10.jpg | Miniature circuit breaker, 3P - 10kA. 3 modules, characteristic D, 8A | http://datasheet.lovatoelectric.com/Miniature_and_residual_circuit_breakers/ENG/P1MB3PD08.pdf | Interruttore magnetotermico, 3P - 10kA. 3 moduli, caratteristica D, 8A | http://datasheet.lovatoelectric.com/Miniature_and_residual_circuit_breakers/ITA/P1MB3PD08.pdf | Wyłącznik nadprądowy, 10kA - 3P - charakterystyka D, 8A | http://datasheet.lovatoelectric.com/Miniature_and_residual_circuit_breakers/POL/P1MB3PD08.pdf | INTRERUPATOR MODULAR, 3P - 10kA, 3 MODULE, CURBA D, 8A | http://datasheet.lovatoelectric.com/Miniature_and_residual_circuit_breakers/RON/P1MB3PD08.pdf
P1MB3PD10 | P1MB3PD10.jpg | http://datasheet.lovatoelectric.com/Miniature_and_residual_circuit_breakers/products_images/P1MB3PD10.jpg | Miniature circuit breaker, 3P - 10kA. 3 modules, characteristic D, 10A | http://datasheet.lovatoelectric.com/Miniature_and_residual_circuit_breakers/ENG/P1MB3PD10.pdf | Interruttore magnetotermico, 3P - 10kA. 3 moduli, caratteristica D, 10A | http://datasheet.lovatoelectric.com/Miniature_and_residual_circuit_breakers/ITA/P1MB3PD10.pdf | Wyłącznik nadprądowy, 10kA - 3P - charakterystyka D, 10A | http://datasheet.lovatoelectric.com/Miniature_and_residual_circuit_breakers/POL/P1MB3PD10.pdf | INTRERUPATOR MODULAR, 3P - 10kA, 3 MODULE, CURBA D, 10A | http://datasheet.lovatoelectric.com/Miniature_and_residual_circuit_breakers/RON/P1MB3PD10.pdf
P1MB3PD13 | P1MB3PD10.jpg | http://datasheet.lovatoelectric.com/Miniature_and_residual_circuit_breakers/products_images/P1MB3PD10.jpg | Miniature circuit breaker, 3P - 10kA. 3 modules, characteristic D, 13A | http://datasheet.lovatoelectric.com/Miniature_and_residual_circuit_breakers/ENG/P1MB3PD13.pdf | Interruttore magnetotermico, 3P - 10kA. 3 moduli, caratteristica D, 13A | http://datasheet.lovatoelectric.com/Miniature_and_residual_circuit_breakers/ITA/P1MB3PD13.pdf | Wyłącznik nadprądowy, 10kA - 3P - charakterystyka D, 13A | http://datasheet.lovatoelectric.com/Miniature_and_residual_circuit_breakers/POL/P1MB3PD13.pdf | INTRERUPATOR MODULAR, 3P - 10kA, 3 MODULE, CURBA D, 13A | http://datasheet.lovatoelectric.com/Miniature_and_residual_circuit_breakers/RON/P1MB3PD13.pdf
P1MB3PD16 | P1MB3PD10.jpg | http://datasheet.lovatoelectric.com/Miniature_and_residual_circuit_breakers/products_images/P1MB3PD10.jpg | Miniature circuit breaker, 3P - 10kA. 3 modules, characteristic D, 16A | http://datasheet.lovatoelectric.com/Miniature_and_residual_circuit_breakers/ENG/P1MB3PD16.pdf | Interruttore magnetotermico, 3P - 10kA. 3 moduli, caratteristica D, 16A | http://datasheet.lovatoelectric.com/Miniature_and_residual_circuit_breakers/ITA/P1MB3PD16.pdf | Wyłącznik nadprądowy, 10kA - 3P - charakterystyka D, 16A | http://datasheet.lovatoelectric.com/Miniature_and_residual_circuit_breakers/POL/P1MB3PD16.pdf | INTRERUPATOR MODULAR, 3P - 10kA, 3 MODULE, CURBA D, 16A | http://datasheet.lovatoelectric.com/Miniature_and_residual_circuit_breakers/RON/P1MB3PD16.pdf
P1MB3PD20 | P1MB3PD10.jpg | http://datasheet.lovatoelectric.com/Miniature_and_residual_circuit_breakers/products_images/P1MB3PD10.jpg | Miniature circuit breaker, 3P - 10kA. 3 modules, characteristic D, 20A | http://datasheet.lovatoelectric.com/Miniature_and_residual_circuit_breakers/ENG/P1MB3PD20.pdf | Interruttore magnetotermico, 3P - 10kA. 3 moduli, caratteristica D, 20A | http://datasheet.lovatoelectric.com/Miniature_and_residual_circuit_breakers/ITA/P1MB3PD20.pdf | Wyłącznik nadprądowy, 10kA - 3P - charakterystyka D, 20A | http://datasheet.lovatoelectric.com/Miniature_and_residual_circuit_breakers/POL/P1MB3PD20.pdf | INTRERUPATOR MODULAR, 3P - 10kA, 3 MODULE, CURBA D, 20A | http://datasheet.lovatoelectric.com/Miniature_and_residual_circuit_breakers/RON/P1MB3PD20.pdf
P1MB3PD25 | P1MB3PD10.jpg | http://datasheet.lovatoelectric.com/Miniature_and_residual_circuit_breakers/products_images/P1MB3PD10.jpg | Miniature circuit breaker, 3P - 10kA. 3 modules, characteristic D, 25A | http://datasheet.lovatoelectric.com/Miniature_and_residual_circuit_breakers/ENG/P1MB3PD25.pdf | Interruttore magnetotermico, 3P - 10kA. 3 moduli, caratteristica D, 25A | http://datasheet.lovatoelectric.com/Miniature_and_residual_circuit_breakers/ITA/P1MB3PD25.pdf | Wyłącznik nadprądowy, 10kA - 3P - charakterystyka D, 25A | http://datasheet.lovatoelectric.com/Miniature_and_residual_circuit_breakers/POL/P1MB3PD25.pdf | INTRERUPATOR MODULAR, 3P - 10kA, 3 MODULE, CURBA D, 25A | http://datasheet.lovatoelectric.com/Miniature_and_residual_circuit_breakers/RON/P1MB3PD25.pdf
P1MB3PD32 | P1MB3PD10.jpg | http://datasheet.lovatoelectric.com/Miniature_and_residual_circuit_breakers/products_images/P1MB3PD10.jpg | Miniature circuit breaker, 3P - 10kA. 3 modules, characteristic D, 32A | http://datasheet.lovatoelectric.com/Miniature_and_residual_circuit_breakers/ENG/P1MB3PD32.pdf | Interruttore magnetotermico, 3P - 10kA. 3 moduli, caratteristica D, 32A | http://datasheet.lovatoelectric.com/Miniature_and_residual_circuit_breakers/ITA/P1MB3PD32.pdf | Wyłącznik nadprądowy, 10kA - 3P - charakterystyka D, 32A | http://datasheet.lovatoelectric.com/Miniature_and_residual_circuit_breakers/POL/P1MB3PD32.pdf | INTRERUPATOR MODULAR, 3P - 10kA, 3 MODULE, CURBA D, 32A | http://datasheet.lovatoelectric.com/Miniature_and_residual_circuit_breakers/RON/P1MB3PD32.pdf
P1MB3PD40 | P1MB3PD10.jpg | http://datasheet.lovatoelectric.com/Miniature_and_residual_circuit_breakers/products_images/P1MB3PD10.jpg | Miniature circuit breaker, 3P - 10kA. 3 modules, characteristic D, 40A | http://datasheet.lovatoelectric.com/Miniature_and_residual_circuit_breakers/ENG/P1MB3PD40.pdf | Interruttore magnetotermico, 3P - 10kA. 3 moduli, caratteristica D, 40A | http://datasheet.lovatoelectric.com/Miniature_and_residual_circuit_breakers/ITA/P1MB3PD40.pdf | Wyłącznik nadprądowy, 10kA - 3P - charakterystyka D, 40A | http://datasheet.lovatoelectric.com/Miniature_and_residual_circuit_breakers/POL/P1MB3PD40.pdf | INTRERUPATOR MODULAR, 3P - 10kA, 3 MODULE, CURBA D, 40A | http://datasheet.lovatoelectric.com/Miniature_and_residual_circuit_breakers/RON/P1MB3PD40.pdf
P1MB3PD50 | P1MB3PD10.jpg | http://datasheet.lovatoelectric.com/Miniature_and_residual_circuit_breakers/products_images/P1MB3PD10.jpg | Miniature circuit breaker, 3P - 10kA. 3 modules, characteristic D, 50A | http://datasheet.lovatoelectric.com/Miniature_and_residual_circuit_breakers/ENG/P1MB3PD50.pdf | Interruttore magnetotermico, 3P - 10kA. 3 moduli, caratteristica D, 50A | http://datasheet.lovatoelectric.com/Miniature_and_residual_circuit_breakers/ITA/P1MB3PD50.pdf | Wyłącznik nadprądowy, 10kA - 3P - charakterystyka D, 50A | http://datasheet.lovatoelectric.com/Miniature_and_residual_circuit_breakers/POL/P1MB3PD50.pdf | INTRERUPATOR MODULAR, 3P - 10kA, 3 MODULE, CURBA D, 50A | http://datasheet.lovatoelectric.com/Miniature_and_residual_circuit_breakers/RON/P1MB3PD50.pdf
P1MB3PD63 | P1MB3PD10.jpg | http://datasheet.lovatoelectric.com/Miniature_and_residual_circuit_breakers/products_images/P1MB3PD10.jpg | Miniature circuit breaker, 3P - 10kA. 3 modules, characteristic D, 63A | http://datasheet.lovatoelectric.com/Miniature_and_residual_circuit_breakers/ENG/P1MB3PD63.pdf | Interruttore magnetotermico, 3P - 10kA. 3 moduli, caratteristica D, 63A | http://datasheet.lovatoelectric.com/Miniature_and_residual_circuit_breakers/ITA/P1MB3PD63.pdf | Wyłącznik nadprądowy, 10kA - 3P - charakterystyka D, 63A | http://datasheet.lovatoelectric.com/Miniature_and_residual_circuit_breakers/POL/P1MB3PD63.pdf | INTRERUPATOR MODULAR, 3P - 10kA, 3 MODULE, CURBA D, 63A | http://datasheet.lovatoelectric.com/Miniature_and_residual_circuit_breakers/RON/P1MB3PD63.pdf
P1MB4PB01 | P1MB4PB32.jpg | http://datasheet.lovatoelectric.com/Miniature_and_residual_circuit_breakers/products_images/P1MB4PB32.jpg | Miniature circuit breaker, 4P - 10kA. 4 modules, characteristic B, 1A | http://datasheet.lovatoelectric.com/Miniature_and_residual_circuit_breakers/ENG/P1MB4PB01.pdf | Interruttore magnetotermico, 4P - 10kA. 4 moduli, caratteristica B, 1A | http://datasheet.lovatoelectric.com/Miniature_and_residual_circuit_breakers/ITA/P1MB4PB01.pdf | Wyłącznik nadprądowy, 10kA - 4P - charakterystyka B, 1A | http://datasheet.lovatoelectric.com/Miniature_and_residual_circuit_breakers/POL/P1MB4PB01.pdf | INTRERUPATOR MODULAR, 4P - 10kA, 4 MODULE, CURBA B, 1A | http://datasheet.lovatoelectric.com/Miniature_and_residual_circuit_breakers/RON/P1MB4PB01.pdf
P1MB4PB02 | P1MB4PB32.jpg | http://datasheet.lovatoelectric.com/Miniature_and_residual_circuit_breakers/products_images/P1MB4PB32.jpg | Miniature circuit breaker, 4P - 10kA. 4 modules, characteristic B, 2A | http://datasheet.lovatoelectric.com/Miniature_and_residual_circuit_breakers/ENG/P1MB4PB02.pdf | Interruttore magnetotermico, 4P - 10kA. 4 moduli, caratteristica B, 2A | http://datasheet.lovatoelectric.com/Miniature_and_residual_circuit_breakers/ITA/P1MB4PB02.pdf | Wyłącznik nadprądowy, 10kA - 4P - charakterystyka B, 2A | http://datasheet.lovatoelectric.com/Miniature_and_residual_circuit_breakers/POL/P1MB4PB02.pdf | INTRERUPATOR MODULAR, 4P - 10kA, 4 MODULE, CURBA B, 2A | http://datasheet.lovatoelectric.com/Miniature_and_residual_circuit_breakers/RON/P1MB4PB02.pdf
P1MB4PB04 | P1MB4PB32.jpg | http://datasheet.lovatoelectric.com/Miniature_and_residual_circuit_breakers/products_images/P1MB4PB32.jpg | Miniature circuit breaker, 4P - 10kA. 4 modules, characteristic B, 4A | http://datasheet.lovatoelectric.com/Miniature_and_residual_circuit_breakers/ENG/P1MB4PB04.pdf | Interruttore magnetotermico, 4P - 10kA. 4 moduli, caratteristica B, 4A | http://datasheet.lovatoelectric.com/Miniature_and_residual_circuit_breakers/ITA/P1MB4PB04.pdf | Wyłącznik nadprądowy, 10kA - 4P - charakterystyka B, 4A | http://datasheet.lovatoelectric.com/Miniature_and_residual_circuit_breakers/POL/P1MB4PB04.pdf | INTRERUPATOR MODULAR, 4P - 10kA, 4 MODULE, CURBA B, 4A | http://datasheet.lovatoelectric.com/Miniature_and_residual_circuit_breakers/RON/P1MB4PB04.pdf
P1MB4PB06 | P1MB4PB32.jpg | http://datasheet.lovatoelectric.com/Miniature_and_residual_circuit_breakers/products_images/P1MB4PB32.jpg | Miniature circuit breaker, 4P - 10kA. 4 modules, characteristic B, 6A | http://datasheet.lovatoelectric.com/Miniature_and_residual_circuit_breakers/ENG/P1MB4PB06.pdf | Interruttore magnetotermico, 4P - 10kA. 4 moduli, caratteristica B, 6A | http://datasheet.lovatoelectric.com/Miniature_and_residual_circuit_breakers/ITA/P1MB4PB06.pdf | Wyłącznik nadprądowy, 10kA - 4P - charakterystyka B, 6A | http://datasheet.lovatoelectric.com/Miniature_and_residual_circuit_breakers/POL/P1MB4PB06.pdf | INTRERUPATOR MODULAR, 4P - 10kA, 4 MODULE, CURBA B, 6A | http://datasheet.lovatoelectric.com/Miniature_and_residual_circuit_breakers/RON/P1MB4PB06.pdf
P1MB4PB10 | P1MB4PB32.jpg | http://datasheet.lovatoelectric.com/Miniature_and_residual_circuit_breakers/products_images/P1MB4PB32.jpg | Miniature circuit breaker, 4P - 10kA. 4 modules, characteristic B, 10A | http://datasheet.lovatoelectric.com/Miniature_and_residual_circuit_breakers/ENG/P1MB4PB10.pdf | Interruttore magnetotermico, 4P - 10kA. 4 moduli, caratteristica B, 10A | http://datasheet.lovatoelectric.com/Miniature_and_residual_circuit_breakers/ITA/P1MB4PB10.pdf | Wyłącznik nadprądowy, 10kA - 4P - charakterystyka B, 10A | http://datasheet.lovatoelectric.com/Miniature_and_residual_circuit_breakers/POL/P1MB4PB10.pdf | INTRERUPATOR MODULAR, 4P - 10kA, 4 MODULE, CURBA B, 10A | http://datasheet.lovatoelectric.com/Miniature_and_residual_circuit_breakers/RON/P1MB4PB10.pdf
P1MB4PB13 | P1MB4PB32.jpg | http://datasheet.lovatoelectric.com/Miniature_and_residual_circuit_breakers/products_images/P1MB4PB32.jpg | Miniature circuit breaker, 4P - 10kA. 4 modules, characteristic B, 13A | http://datasheet.lovatoelectric.com/Miniature_and_residual_circuit_breakers/ENG/P1MB4PB13.pdf | Interruttore magnetotermico, 4P - 10kA. 4 moduli, caratteristica B, 13A | http://datasheet.lovatoelectric.com/Miniature_and_residual_circuit_breakers/ITA/P1MB4PB13.pdf | Wyłącznik nadprądowy, 10kA - 4P - charakterystyka B, 13A | http://datasheet.lovatoelectric.com/Miniature_and_residual_circuit_breakers/POL/P1MB4PB13.pdf | INTRERUPATOR MODULAR, 4P - 10kA, 4 MODULE, CURBA B, 13A | http://datasheet.lovatoelectric.com/Miniature_and_residual_circuit_breakers/RON/P1MB4PB13.pdf
P1MB4PB16 | P1MB4PB32.jpg | http://datasheet.lovatoelectric.com/Miniature_and_residual_circuit_breakers/products_images/P1MB4PB32.jpg | Miniature circuit breaker, 4P - 10kA. 4 modules, characteristic B, 16A | http://datasheet.lovatoelectric.com/Miniature_and_residual_circuit_breakers/ENG/P1MB4PB16.pdf | Interruttore magnetotermico, 4P - 10kA. 4 moduli, caratteristica B, 16A | http://datasheet.lovatoelectric.com/Miniature_and_residual_circuit_breakers/ITA/P1MB4PB16.pdf | Wyłącznik nadprądowy, 10kA - 4P - charakterystyka B, 16A | http://datasheet.lovatoelectric.com/Miniature_and_residual_circuit_breakers/POL/P1MB4PB16.pdf | INTRERUPATOR MODULAR, 4P - 10kA, 4 MODULE, CURBA B, 16A | http://datasheet.lovatoelectric.com/Miniature_and_residual_circuit_breakers/RON/P1MB4PB16.pdf
P1MB4PB20 | P1MB4PB32.jpg | http://datasheet.lovatoelectric.com/Miniature_and_residual_circuit_breakers/products_images/P1MB4PB32.jpg | Miniature circuit breaker, 4P - 10kA. 4 modules, characteristic B, 20A | http://datasheet.lovatoelectric.com/Miniature_and_residual_circuit_breakers/ENG/P1MB4PB20.pdf | Interruttore magnetotermico, 4P - 10kA. 4 moduli, caratteristica B, 20A | http://datasheet.lovatoelectric.com/Miniature_and_residual_circuit_breakers/ITA/P1MB4PB20.pdf | Wyłącznik nadprądowy, 10kA - 4P - charakterystyka B, 20A | http://datasheet.lovatoelectric.com/Miniature_and_residual_circuit_breakers/POL/P1MB4PB20.pdf | INTRERUPATOR MODULAR, 4P - 10kA, 4 MODULE, CURBA B, 20A | http://datasheet.lovatoelectric.com/Miniature_and_residual_circuit_breakers/RON/P1MB4PB20.pdf
P1MB4PB25 | P1MB4PB32.jpg | http://datasheet.lovatoelectric.com/Miniature_and_residual_circuit_breakers/products_images/P1MB4PB32.jpg | Miniature circuit breaker, 4P - 10kA. 4 modules, characteristic B, 25A | http://datasheet.lovatoelectric.com/Miniature_and_residual_circuit_breakers/ENG/P1MB4PB25.pdf | Interruttore magnetotermico, 4P - 10kA. 4 moduli, caratteristica B, 25A | http://datasheet.lovatoelectric.com/Miniature_and_residual_circuit_breakers/ITA/P1MB4PB25.pdf | Wyłącznik nadprądowy, 10kA - 4P - charakterystyka B, 25A | http://datasheet.lovatoelectric.com/Miniature_and_residual_circuit_breakers/POL/P1MB4PB25.pdf | INTRERUPATOR MODULAR, 4P - 10kA, 4 MODULE, CURBA B, 25A | http://datasheet.lovatoelectric.com/Miniature_and_residual_circuit_breakers/RON/P1MB4PB25.pdf
P1MB4PB32 | P1MB4PB32.jpg | http://datasheet.lovatoelectric.com/Miniature_and_residual_circuit_breakers/products_images/P1MB4PB32.jpg | Miniature circuit breaker, 4P - 10kA. 4 modules, characteristic B, 32A | http://datasheet.lovatoelectric.com/Miniature_and_residual_circuit_breakers/ENG/P1MB4PB32.pdf | Interruttore magnetotermico, 4P - 10kA. 4 moduli, caratteristica B, 32A | http://datasheet.lovatoelectric.com/Miniature_and_residual_circuit_breakers/ITA/P1MB4PB32.pdf | Wyłącznik nadprądowy, 10kA - 4P - charakterystyka B, 32A | http://datasheet.lovatoelectric.com/Miniature_and_residual_circuit_breakers/POL/P1MB4PB32.pdf | INTRERUPATOR MODULAR, 4P - 10kA, 4 MODULE, CURBA B, 32A | http://datasheet.lovatoelectric.com/Miniature_and_residual_circuit_breakers/RON/P1MB4PB32.pdf
P1MB4PB40 | P1MB4PB32.jpg | http://datasheet.lovatoelectric.com/Miniature_and_residual_circuit_breakers/products_images/P1MB4PB32.jpg | Miniature circuit breaker, 4P - 10kA. 4 modules, characteristic B, 40A | http://datasheet.lovatoelectric.com/Miniature_and_residual_circuit_breakers/ENG/P1MB4PB40.pdf | Interruttore magnetotermico, 4P - 10kA. 4 moduli, caratteristica B, 40A | http://datasheet.lovatoelectric.com/Miniature_and_residual_circuit_breakers/ITA/P1MB4PB40.pdf | Wyłącznik nadprądowy, 10kA - 4P - charakterystyka B, 40A | http://datasheet.lovatoelectric.com/Miniature_and_residual_circuit_breakers/POL/P1MB4PB40.pdf | INTRERUPATOR MODULAR, 4P - 10kA, 4 MODULE, CURBA B, 40A | http://datasheet.lovatoelectric.com/Miniature_and_residual_circuit_breakers/RON/P1MB4PB40.pdf
P1MB4PB50 | P1MB4PB32.jpg | http://datasheet.lovatoelectric.com/Miniature_and_residual_circuit_breakers/products_images/P1MB4PB32.jpg | Miniature circuit breaker, 4P - 10kA. 4 modules, characteristic B, 50A | http://datasheet.lovatoelectric.com/Miniature_and_residual_circuit_breakers/ENG/P1MB4PB50.pdf | Interruttore magnetotermico, 4P - 10kA. 4 moduli, caratteristica B, 50A | http://datasheet.lovatoelectric.com/Miniature_and_residual_circuit_breakers/ITA/P1MB4PB50.pdf | Wyłącznik nadprądowy, 10kA - 4P - charakterystyka B, 50A | http://datasheet.lovatoelectric.com/Miniature_and_residual_circuit_breakers/POL/P1MB4PB50.pdf | INTRERUPATOR MODULAR, 4P - 10kA, 4 MODULE, CURBA B, 50A | http://datasheet.lovatoelectric.com/Miniature_and_residual_circuit_breakers/RON/P1MB4PB50.pdf
P1MB4PB63 | P1MB4PB32.jpg | http://datasheet.lovatoelectric.com/Miniature_and_residual_circuit_breakers/products_images/P1MB4PB32.jpg | Miniature circuit breaker, 4P - 10kA. 4 modules, characteristic B, 63A | http://datasheet.lovatoelectric.com/Miniature_and_residual_circuit_breakers/ENG/P1MB4PB63.pdf | Interruttore magnetotermico, 4P - 10kA. 4 moduli, caratteristica B, 63A | http://datasheet.lovatoelectric.com/Miniature_and_residual_circuit_breakers/ITA/P1MB4PB63.pdf | Wyłącznik nadprądowy, 10kA - 4P - charakterystyka B, 63A | http://datasheet.lovatoelectric.com/Miniature_and_residual_circuit_breakers/POL/P1MB4PB63.pdf | INTRERUPATOR MODULAR, 4P - 10kA, 4 MODULE, CURBA B, 63A | http://datasheet.lovatoelectric.com/Miniature_and_residual_circuit_breakers/RON/P1MB4PB63.pdf
P1MB4PC01 | P1MB4PC10.jpg | http://datasheet.lovatoelectric.com/Miniature_and_residual_circuit_breakers/products_images/P1MB4PC10.jpg | Miniature circuit breaker, 4P - 10kA. 4 modules, characteristic C, 1A | http://datasheet.lovatoelectric.com/Miniature_and_residual_circuit_breakers/ENG/P1MB4PC01.pdf | Interruttore magnetotermico, 4P - 10kA. 4 moduli, caratteristica C, 1A | http://datasheet.lovatoelectric.com/Miniature_and_residual_circuit_breakers/ITA/P1MB4PC01.pdf | Wyłącznik nadprądowy, 10kA - 4P - charakterystyka C, 1A | http://datasheet.lovatoelectric.com/Miniature_and_residual_circuit_breakers/POL/P1MB4PC01.pdf | INTRERUPATOR MODULAR, 4P - 10kA, 4 MODULE, CURBA C, 1A | http://datasheet.lovatoelectric.com/Miniature_and_residual_circuit_breakers/RON/P1MB4PC01.pdf
P1MB4PC02 | P1MB4PC10.jpg | http://datasheet.lovatoelectric.com/Miniature_and_residual_circuit_breakers/products_images/P1MB4PC10.jpg | Miniature circuit breaker, 4P - 10kA. 4 modules, characteristic C, 2A | http://datasheet.lovatoelectric.com/Miniature_and_residual_circuit_breakers/ENG/P1MB4PC02.pdf | Interruttore magnetotermico, 4P - 10kA. 4 moduli, caratteristica C, 2A | http://datasheet.lovatoelectric.com/Miniature_and_residual_circuit_breakers/ITA/P1MB4PC02.pdf | Wyłącznik nadprądowy, 10kA - 4P - charakterystyka C, 2A | http://datasheet.lovatoelectric.com/Miniature_and_residual_circuit_breakers/POL/P1MB4PC02.pdf | INTRERUPATOR MODULAR, 4P - 10kA, 4 MODULE, CURBA C, 2A | http://datasheet.lovatoelectric.com/Miniature_and_residual_circuit_breakers/RON/P1MB4PC02.pdf
P1MB4PC04 | P1MB4PC10.jpg | http://datasheet.lovatoelectric.com/Miniature_and_residual_circuit_breakers/products_images/P1MB4PC10.jpg | Miniature circuit breaker, 4P - 10kA. 4 modules, characteristic C, 4A | http://datasheet.lovatoelectric.com/Miniature_and_residual_circuit_breakers/ENG/P1MB4PC04.pdf | Interruttore magnetotermico, 4P - 10kA. 4 moduli, caratteristica C, 4A | http://datasheet.lovatoelectric.com/Miniature_and_residual_circuit_breakers/ITA/P1MB4PC04.pdf | Wyłącznik nadprądowy, 10kA - 4P - charakterystyka C, 4A | http://datasheet.lovatoelectric.com/Miniature_and_residual_circuit_breakers/POL/P1MB4PC04.pdf | INTRERUPATOR MODULAR, 4P - 10kA, 4 MODULE, CURBA C, 4A | http://datasheet.lovatoelectric.com/Miniature_and_residual_circuit_breakers/RON/P1MB4PC04.pdf
P1MB4PC06 | P1MB4PC10.jpg | http://datasheet.lovatoelectric.com/Miniature_and_residual_circuit_breakers/products_images/P1MB4PC10.jpg | Miniature circuit breaker, 4P - 10kA. 4 modules, characteristic C, 6A | http://datasheet.lovatoelectric.com/Miniature_and_residual_circuit_breakers/ENG/P1MB4PC06.pdf | Interruttore magnetotermico, 4P - 10kA. 4 moduli, caratteristica C, 6A | http://datasheet.lovatoelectric.com/Miniature_and_residual_circuit_breakers/ITA/P1MB4PC06.pdf | Wyłącznik nadprądowy, 10kA - 4P - charakterystyka C, 6A | http://datasheet.lovatoelectric.com/Miniature_and_residual_circuit_breakers/POL/P1MB4PC06.pdf | INTRERUPATOR MODULAR, 4P - 10kA, 4 MODULE, CURBA C, 6A | http://datasheet.lovatoelectric.com/Miniature_and_residual_circuit_breakers/RON/P1MB4PC06.pdf
P1MB4PC10 | P1MB4PC10.jpg | http://datasheet.lovatoelectric.com/Miniature_and_residual_circuit_breakers/products_images/P1MB4PC10.jpg | Miniature circuit breaker, 4P - 10kA. 4 modules, characteristic C, 10A | http://datasheet.lovatoelectric.com/Miniature_and_residual_circuit_breakers/ENG/P1MB4PC10.pdf | Interruttore magnetotermico, 4P - 10kA. 4 moduli, caratteristica C, 10A | http://datasheet.lovatoelectric.com/Miniature_and_residual_circuit_breakers/ITA/P1MB4PC10.pdf | Wyłącznik nadprądowy, 10kA - 4P - charakterystyka C, 10A | http://datasheet.lovatoelectric.com/Miniature_and_residual_circuit_breakers/POL/P1MB4PC10.pdf | INTRERUPATOR MODULAR, 4P - 10kA, 4 MODULE, CURBA C, 10A | http://datasheet.lovatoelectric.com/Miniature_and_residual_circuit_breakers/RON/P1MB4PC10.pdf
P1MB4PC13 | P1MB4PC10.jpg | http://datasheet.lovatoelectric.com/Miniature_and_residual_circuit_breakers/products_images/P1MB4PC10.jpg | Miniature circuit breaker, 4P - 10kA. 4 modules, characteristic C, 13A | http://datasheet.lovatoelectric.com/Miniature_and_residual_circuit_breakers/ENG/P1MB4PC13.pdf | Interruttore magnetotermico, 4P - 10kA. 4 moduli, caratteristica C, 13A | http://datasheet.lovatoelectric.com/Miniature_and_residual_circuit_breakers/ITA/P1MB4PC13.pdf | Wyłącznik nadprądowy, 10kA - 4P - charakterystyka C, 13A | http://datasheet.lovatoelectric.com/Miniature_and_residual_circuit_breakers/POL/P1MB4PC13.pdf | INTRERUPATOR MODULAR, 4P - 10kA, 4 MODULE, CURBA C, 13A | http://datasheet.lovatoelectric.com/Miniature_and_residual_circuit_breakers/RON/P1MB4PC13.pdf
P1MB4PC16 | P1MB4PC10.jpg | http://datasheet.lovatoelectric.com/Miniature_and_residual_circuit_breakers/products_images/P1MB4PC10.jpg | Miniature circuit breaker, 4P - 10kA. 4 modules, characteristic C, 16A | http://datasheet.lovatoelectric.com/Miniature_and_residual_circuit_breakers/ENG/P1MB4PC16.pdf | Interruttore magnetotermico, 4P - 10kA. 4 moduli, caratteristica C, 16A | http://datasheet.lovatoelectric.com/Miniature_and_residual_circuit_breakers/ITA/P1MB4PC16.pdf | Wyłącznik nadprądowy, 10kA - 4P - charakterystyka C, 16A | http://datasheet.lovatoelectric.com/Miniature_and_residual_circuit_breakers/POL/P1MB4PC16.pdf | INTRERUPATOR MODULAR, 4P - 10kA, 4 MODULE, CURBA C, 16A | http://datasheet.lovatoelectric.com/Miniature_and_residual_circuit_breakers/RON/P1MB4PC16.pdf
P1MB4PC20 | P1MB4PC10.jpg | http://datasheet.lovatoelectric.com/Miniature_and_residual_circuit_breakers/products_images/P1MB4PC10.jpg | Miniature circuit breaker, 4P - 10kA. 4 modules, characteristic C, 20A | http://datasheet.lovatoelectric.com/Miniature_and_residual_circuit_breakers/ENG/P1MB4PC20.pdf | Interruttore magnetotermico, 4P - 10kA. 4 moduli, caratteristica C, 20A | http://datasheet.lovatoelectric.com/Miniature_and_residual_circuit_breakers/ITA/P1MB4PC20.pdf | Wyłącznik nadprądowy, 10kA - 4P - charakterystyka C, 20A | http://datasheet.lovatoelectric.com/Miniature_and_residual_circuit_breakers/POL/P1MB4PC20.pdf | INTRERUPATOR MODULAR, 4P - 10kA, 4 MODULE, CURBA C, 20A | http://datasheet.lovatoelectric.com/Miniature_and_residual_circuit_breakers/RON/P1MB4PC20.pdf
P1MB4PC25 | P1MB4PC10.jpg | http://datasheet.lovatoelectric.com/Miniature_and_residual_circuit_breakers/products_images/P1MB4PC10.jpg | Miniature circuit breaker, 4P - 10kA. 4 modules, characteristic C, 25A | http://datasheet.lovatoelectric.com/Miniature_and_residual_circuit_breakers/ENG/P1MB4PC25.pdf | Interruttore magnetotermico, 4P - 10kA. 4 moduli, caratteristica C, 25A | http://datasheet.lovatoelectric.com/Miniature_and_residual_circuit_breakers/ITA/P1MB4PC25.pdf | Wyłącznik nadprądowy, 10kA - 4P - charakterystyka C, 25A | http://datasheet.lovatoelectric.com/Miniature_and_residual_circuit_breakers/POL/P1MB4PC25.pdf | INTRERUPATOR MODULAR, 4P - 10kA, 4 MODULE, CURBA C, 25A | http://datasheet.lovatoelectric.com/Miniature_and_residual_circuit_breakers/RON/P1MB4PC25.pdf
P1MB4PC32 | P1MB4PC10.jpg | http://datasheet.lovatoelectric.com/Miniature_and_residual_circuit_breakers/products_images/P1MB4PC10.jpg | Miniature circuit breaker, 4P - 10kA. 4 modules, characteristic C, 32A | http://datasheet.lovatoelectric.com/Miniature_and_residual_circuit_breakers/ENG/P1MB4PC32.pdf | Interruttore magnetotermico, 4P - 10kA. 4 moduli, caratteristica C, 32A | http://datasheet.lovatoelectric.com/Miniature_and_residual_circuit_breakers/ITA/P1MB4PC32.pdf | Wyłącznik nadprądowy, 10kA - 4P - charakterystyka C, 32A | http://datasheet.lovatoelectric.com/Miniature_and_residual_circuit_breakers/POL/P1MB4PC32.pdf | INTRERUPATOR MODULAR, 4P - 10kA, 4 MODULE, CURBA C, 32A | http://datasheet.lovatoelectric.com/Miniature_and_residual_circuit_breakers/RON/P1MB4PC32.pdf
P1MB4PC40 | P1MB4PC10.jpg | http://datasheet.lovatoelectric.com/Miniature_and_residual_circuit_breakers/products_images/P1MB4PC10.jpg | Miniature circuit breaker, 4P - 10kA. 4 modules, characteristic C, 40A | http://datasheet.lovatoelectric.com/Miniature_and_residual_circuit_breakers/ENG/P1MB4PC40.pdf | Interruttore magnetotermico, 4P - 10kA. 4 moduli, caratteristica C, 40A | http://datasheet.lovatoelectric.com/Miniature_and_residual_circuit_breakers/ITA/P1MB4PC40.pdf | Wyłącznik nadprądowy, 10kA - 4P - charakterystyka C, 40A | http://datasheet.lovatoelectric.com/Miniature_and_residual_circuit_breakers/POL/P1MB4PC40.pdf | INTRERUPATOR MODULAR, 4P - 10kA, 4 MODULE, CURBA C, 40A | http://datasheet.lovatoelectric.com/Miniature_and_residual_circuit_breakers/RON/P1MB4PC40.pdf
P1MB4PC50 | P1MB4PC10.jpg | http://datasheet.lovatoelectric.com/Miniature_and_residual_circuit_breakers/products_images/P1MB4PC10.jpg | Miniature circuit breaker, 4P - 10kA. 4 modules, characteristic C, 50A | http://datasheet.lovatoelectric.com/Miniature_and_residual_circuit_breakers/ENG/P1MB4PC50.pdf | Interruttore magnetotermico, 4P - 10kA. 4 moduli, caratteristica C, 50A | http://datasheet.lovatoelectric.com/Miniature_and_residual_circuit_breakers/ITA/P1MB4PC50.pdf | Wyłącznik nadprądowy, 10kA - 4P - charakterystyka C, 50A | http://datasheet.lovatoelectric.com/Miniature_and_residual_circuit_breakers/POL/P1MB4PC50.pdf | INTRERUPATOR MODULAR, 4P - 10kA, 4 MODULE, CURBA C, 50A | http://datasheet.lovatoelectric.com/Miniature_and_residual_circuit_breakers/RON/P1MB4PC50.pdf
P1MB4PC63 | P1MB4PC10.jpg | http://datasheet.lovatoelectric.com/Miniature_and_residual_circuit_breakers/products_images/P1MB4PC10.jpg | Miniature circuit breaker, 4P - 10kA. 4 modules, characteristic C, 63A | http://datasheet.lovatoelectric.com/Miniature_and_residual_circuit_breakers/ENG/P1MB4PC63.pdf | Interruttore magnetotermico, 4P - 10kA. 4 moduli, caratteristica C, 63A | http://datasheet.lovatoelectric.com/Miniature_and_residual_circuit_breakers/ITA/P1MB4PC63.pdf | Wyłącznik nadprądowy, 10kA - 4P - charakterystyka C, 63A | http://datasheet.lovatoelectric.com/Miniature_and_residual_circuit_breakers/POL/P1MB4PC63.pdf | INTRERUPATOR MODULAR, 4P - 10kA, 4 MODULE, CURBA C, 63A | http://datasheet.lovatoelectric.com/Miniature_and_residual_circuit_breakers/RON/P1MB4PC63.pdf
P1MB4PD01 | P1MB4PD06.jpg | http://datasheet.lovatoelectric.com/Miniature_and_residual_circuit_breakers/products_images/P1MB4PD06.jpg | Miniature circuit breaker, 4P - 10kA. 4 modules, characteristic D, 1A | http://datasheet.lovatoelectric.com/Miniature_and_residual_circuit_breakers/ENG/P1MB4PD01.pdf | Interruttore magnetotermico, 4P - 10kA. 4 moduli, caratteristica D, 1A | http://datasheet.lovatoelectric.com/Miniature_and_residual_circuit_breakers/ITA/P1MB4PD01.pdf | Wyłącznik nadprądowy, 10kA - 4P - charakterystyka D, 1A | http://datasheet.lovatoelectric.com/Miniature_and_residual_circuit_breakers/POL/P1MB4PD01.pdf | INTRERUPATOR MODULAR, 4P - 10kA, 4 MODULE, CURBA D, 1A | http://datasheet.lovatoelectric.com/Miniature_and_residual_circuit_breakers/RON/P1MB4PD01.pdf
P1MB4PD02 | P1MB4PD06.jpg | http://datasheet.lovatoelectric.com/Miniature_and_residual_circuit_breakers/products_images/P1MB4PD06.jpg | Miniature circuit breaker, 4P - 10kA. 4 modules, characteristic D, 2A | http://datasheet.lovatoelectric.com/Miniature_and_residual_circuit_breakers/ENG/P1MB4PD02.pdf | Interruttore magnetotermico, 4P - 10kA. 4 moduli, caratteristica D, 2A | http://datasheet.lovatoelectric.com/Miniature_and_residual_circuit_breakers/ITA/P1MB4PD02.pdf | Wyłącznik nadprądowy, 10kA - 4P - charakterystyka D, 2A | http://datasheet.lovatoelectric.com/Miniature_and_residual_circuit_breakers/POL/P1MB4PD02.pdf | INTRERUPATOR MODULAR, 4P - 10kA, 4 MODULE, CURBA D, 2A | http://datasheet.lovatoelectric.com/Miniature_and_residual_circuit_breakers/RON/P1MB4PD02.pdf
P1MB4PD04 | P1MB4PD06.jpg | http://datasheet.lovatoelectric.com/Miniature_and_residual_circuit_breakers/products_images/P1MB4PD06.jpg | Miniature circuit breaker, 4P - 10kA. 4 modules, characteristic D, 4A | http://datasheet.lovatoelectric.com/Miniature_and_residual_circuit_breakers/ENG/P1MB4PD04.pdf | Interruttore magnetotermico, 4P - 10kA. 4 moduli, caratteristica D, 4A | http://datasheet.lovatoelectric.com/Miniature_and_residual_circuit_breakers/ITA/P1MB4PD04.pdf | Wyłącznik nadprądowy, 10kA - 4P - charakterystyka D, 4A | http://datasheet.lovatoelectric.com/Miniature_and_residual_circuit_breakers/POL/P1MB4PD04.pdf | INTRERUPATOR MODULAR, 4P - 10kA, 4 MODULE, CURBA D, 4A | http://datasheet.lovatoelectric.com/Miniature_and_residual_circuit_breakers/RON/P1MB4PD04.pdf
P1MB4PD06 | P1MB4PD06.jpg | http://datasheet.lovatoelectric.com/Miniature_and_residual_circuit_breakers/products_images/P1MB4PD06.jpg | Miniature circuit breaker, 4P - 10kA. 4 modules, characteristic D, 6A | http://datasheet.lovatoelectric.com/Miniature_and_residual_circuit_breakers/ENG/P1MB4PD06.pdf | Interruttore magnetotermico, 4P - 10kA. 4 moduli, caratteristica D, 6A | http://datasheet.lovatoelectric.com/Miniature_and_residual_circuit_breakers/ITA/P1MB4PD06.pdf | Wyłącznik nadprądowy, 10kA - 4P - charakterystyka D, 6A | http://datasheet.lovatoelectric.com/Miniature_and_residual_circuit_breakers/POL/P1MB4PD06.pdf | INTRERUPATOR MODULAR, 4P - 10kA, 4 MODULE, CURBA D, 6A | http://datasheet.lovatoelectric.com/Miniature_and_residual_circuit_breakers/RON/P1MB4PD06.pdf
P1MB4PD10 | P1MB4PD06.jpg | http://datasheet.lovatoelectric.com/Miniature_and_residual_circuit_breakers/products_images/P1MB4PD06.jpg | Miniature circuit breaker, 4P - 10kA. 4 modules, characteristic D, 10A | http://datasheet.lovatoelectric.com/Miniature_and_residual_circuit_breakers/ENG/P1MB4PD10.pdf | Interruttore magnetotermico, 4P - 10kA. 4 moduli, caratteristica D, 10A | http://datasheet.lovatoelectric.com/Miniature_and_residual_circuit_breakers/ITA/P1MB4PD10.pdf | Wyłącznik nadprądowy, 10kA - 4P - charakterystyka D, 10A | http://datasheet.lovatoelectric.com/Miniature_and_residual_circuit_breakers/POL/P1MB4PD10.pdf | INTRERUPATOR MODULAR, 4P - 10kA, 4 MODULE, CURBA D, 10A | http://datasheet.lovatoelectric.com/Miniature_and_residual_circuit_breakers/RON/P1MB4PD10.pdf
P1MB4PD13 | P1MB4PD06.jpg | http://datasheet.lovatoelectric.com/Miniature_and_residual_circuit_breakers/products_images/P1MB4PD06.jpg | Miniature circuit breaker, 4P - 10kA. 4 modules, characteristic D, 13A | http://datasheet.lovatoelectric.com/Miniature_and_residual_circuit_breakers/ENG/P1MB4PD13.pdf | Interruttore magnetotermico, 4P - 10kA. 4 moduli, caratteristica D, 13A | http://datasheet.lovatoelectric.com/Miniature_and_residual_circuit_breakers/ITA/P1MB4PD13.pdf | Wyłącznik nadprądowy, 10kA - 4P - charakterystyka D, 13A | http://datasheet.lovatoelectric.com/Miniature_and_residual_circuit_breakers/POL/P1MB4PD13.pdf | INTRERUPATOR MODULAR, 4P - 10kA, 4 MODULE, CURBA D, 13A | http://datasheet.lovatoelectric.com/Miniature_and_residual_circuit_breakers/RON/P1MB4PD13.pdf
P1MB4PD16 | P1MB4PD06.jpg | http://datasheet.lovatoelectric.com/Miniature_and_residual_circuit_breakers/products_images/P1MB4PD06.jpg | Miniature circuit breaker, 4P - 10kA. 4 modules, characteristic D, 16A | http://datasheet.lovatoelectric.com/Miniature_and_residual_circuit_breakers/ENG/P1MB4PD16.pdf | Interruttore magnetotermico, 4P - 10kA. 4 moduli, caratteristica D, 16A | http://datasheet.lovatoelectric.com/Miniature_and_residual_circuit_breakers/ITA/P1MB4PD16.pdf | Wyłącznik nadprądowy, 10kA - 4P - charakterystyka D, 16A | http://datasheet.lovatoelectric.com/Miniature_and_residual_circuit_breakers/POL/P1MB4PD16.pdf | INTRERUPATOR MODULAR, 4P - 10kA, 4 MODULE, CURBA D, 16A | http://datasheet.lovatoelectric.com/Miniature_and_residual_circuit_breakers/RON/P1MB4PD16.pdf
P1MB4PD20 | P1MB4PD06.jpg | http://datasheet.lovatoelectric.com/Miniature_and_residual_circuit_breakers/products_images/P1MB4PD06.jpg | Miniature circuit breaker, 4P - 10kA. 4 modules, characteristic D, 20A | http://datasheet.lovatoelectric.com/Miniature_and_residual_circuit_breakers/ENG/P1MB4PD20.pdf | Interruttore magnetotermico, 4P - 10kA. 4 moduli, caratteristica D, 20A | http://datasheet.lovatoelectric.com/Miniature_and_residual_circuit_breakers/ITA/P1MB4PD20.pdf | Wyłącznik nadprądowy, 10kA - 4P - charakterystyka D, 20A | http://datasheet.lovatoelectric.com/Miniature_and_residual_circuit_breakers/POL/P1MB4PD20.pdf | INTRERUPATOR MODULAR, 4P - 10kA, 4 MODULE, CURBA D, 20A | http://datasheet.lovatoelectric.com/Miniature_and_residual_circuit_breakers/RON/P1MB4PD20.pdf
P1MB4PD25 | P1MB4PD06.jpg | http://datasheet.lovatoelectric.com/Miniature_and_residual_circuit_breakers/products_images/P1MB4PD06.jpg | Miniature circuit breaker, 4P - 10kA. 4 modules, characteristic D, 25A | http://datasheet.lovatoelectric.com/Miniature_and_residual_circuit_breakers/ENG/P1MB4PD25.pdf | Interruttore magnetotermico, 4P - 10kA. 4 moduli, caratteristica D, 25A | http://datasheet.lovatoelectric.com/Miniature_and_residual_circuit_breakers/ITA/P1MB4PD25.pdf | Wyłącznik nadprądowy, 10kA - 4P - charakterystyka D, 25A | http://datasheet.lovatoelectric.com/Miniature_and_residual_circuit_breakers/POL/P1MB4PD25.pdf | INTRERUPATOR MODULAR, 4P - 10kA, 4 MODULE, CURBA D, 25A | http://datasheet.lovatoelectric.com/Miniature_and_residual_circuit_breakers/RON/P1MB4PD25.pdf
P1MB4PD32 | P1MB4PD06.jpg | http://datasheet.lovatoelectric.com/Miniature_and_residual_circuit_breakers/products_images/P1MB4PD06.jpg | Miniature circuit breaker, 4P - 10kA. 4 modules, characteristic D, 32A | http://datasheet.lovatoelectric.com/Miniature_and_residual_circuit_breakers/ENG/P1MB4PD32.pdf | Interruttore magnetotermico, 4P - 10kA. 4 moduli, caratteristica D, 32A | http://datasheet.lovatoelectric.com/Miniature_and_residual_circuit_breakers/ITA/P1MB4PD32.pdf | Wyłącznik nadprądowy, 10kA - 4P - charakterystyka D, 32A | http://datasheet.lovatoelectric.com/Miniature_and_residual_circuit_breakers/POL/P1MB4PD32.pdf | INTRERUPATOR MODULAR, 4P - 10kA, 4 MODULE, CURBA D, 32A | http://datasheet.lovatoelectric.com/Miniature_and_residual_circuit_breakers/RON/P1MB4PD32.pdf
P1MB4PD40 | P1MB4PD06.jpg | http://datasheet.lovatoelectric.com/Miniature_and_residual_circuit_breakers/products_images/P1MB4PD06.jpg | Miniature circuit breaker, 4P - 10kA. 4 modules, characteristic D, 40A | http://datasheet.lovatoelectric.com/Miniature_and_residual_circuit_breakers/ENG/P1MB4PD40.pdf | Interruttore magnetotermico, 4P - 10kA. 4 moduli, caratteristica D, 40A | http://datasheet.lovatoelectric.com/Miniature_and_residual_circuit_breakers/ITA/P1MB4PD40.pdf | Wyłącznik nadprądowy, 10kA - 4P - charakterystyka D, 40A | http://datasheet.lovatoelectric.com/Miniature_and_residual_circuit_breakers/POL/P1MB4PD40.pdf | INTRERUPATOR MODULAR, 4P - 10kA, 4 MODULE, CURBA D, 40A | http://datasheet.lovatoelectric.com/Miniature_and_residual_circuit_breakers/RON/P1MB4PD40.pdf
P1MB4PD50 | P1MB4PD06.jpg | http://datasheet.lovatoelectric.com/Miniature_and_residual_circuit_breakers/products_images/P1MB4PD06.jpg | Miniature circuit breaker, 4P - 10kA. 4 modules, characteristic D, 50A | http://datasheet.lovatoelectric.com/Miniature_and_residual_circuit_breakers/ENG/P1MB4PD50.pdf | Interruttore magnetotermico, 4P - 10kA. 4 moduli, caratteristica D, 50A | http://datasheet.lovatoelectric.com/Miniature_and_residual_circuit_breakers/ITA/P1MB4PD50.pdf | Wyłącznik nadprądowy, 10kA - 4P - charakterystyka D, 50A | http://datasheet.lovatoelectric.com/Miniature_and_residual_circuit_breakers/POL/P1MB4PD50.pdf | INTRERUPATOR MODULAR, 4P - 10kA, 4 MODULE, CURBA D, 50A | http://datasheet.lovatoelectric.com/Miniature_and_residual_circuit_breakers/RON/P1MB4PD50.pdf
P1MB4PD63 | P1MB4PD06.jpg | http://datasheet.lovatoelectric.com/Miniature_and_residual_circuit_breakers/products_images/P1MB4PD06.jpg | Miniature circuit breaker, 4P - 10kA. 4 modules, characteristic D, 63A | http://datasheet.lovatoelectric.com/Miniature_and_residual_circuit_breakers/ENG/P1MB4PD63.pdf | Interruttore magnetotermico, 4P - 10kA. 4 moduli, caratteristica D, 63A | http://datasheet.lovatoelectric.com/Miniature_and_residual_circuit_breakers/ITA/P1MB4PD63.pdf | Wyłącznik nadprądowy, 10kA - 4P - charakterystyka D, 63A | http://datasheet.lovatoelectric.com/Miniature_and_residual_circuit_breakers/POL/P1MB4PD63.pdf | INTRERUPATOR MODULAR, 4P - 10kA, 4 MODULE, CURBA D, 63A | http://datasheet.lovatoelectric.com/Miniature_and_residual_circuit_breakers/RON/P1MB4PD63.pdf
P1MBUH1PC01 | P1MBUH1PC16.jpg | http://datasheet.lovatoelectric.com/Miniature_and_residual_circuit_breakers/products_images/P1MBUH1PC16.jpg | Miniature circuit breaker, 1P - 10kA. 1 module, characteristic C, 1A | http://datasheet.lovatoelectric.com/Miniature_and_residual_circuit_breakers/ENG/P1MBUH1PC01.pdf | Interruttore magnetotermico, 1P - 10kA. 1 modulo, caratteristica C, 1A | http://datasheet.lovatoelectric.com/Miniature_and_residual_circuit_breakers/ITA/P1MBUH1PC01.pdf | Wyłącznik nadprądowy, 1P, charakterystyka C, 1A, 277V, 10kA, UL489 | http://datasheet.lovatoelectric.com/Miniature_and_residual_circuit_breakers/POL/P1MBUH1PC01.pdf | INTRERUPATOR MODULAR, 1P - 10kA, 1 MODUL, CURBA C, 1A | http://datasheet.lovatoelectric.com/Miniature_and_residual_circuit_breakers/RON/P1MBUH1PC01.pdf
P1MBUH1PC01V6 | P1MBUH1PC16.jpg | http://datasheet.lovatoelectric.com/Miniature_and_residual_circuit_breakers/products_images/P1MBUH1PC16.jpg | Miniature circuit breaker, 1P - 10kA. 1 module, characteristic C, 1.6A | http://datasheet.lovatoelectric.com/Miniature_and_residual_circuit_breakers/ENG/P1MBUH1PC01V6.pdf | Interruttore magnetotermico, 1P - 10kA. 1 modulo, caratteristica C, 1,6A | http://datasheet.lovatoelectric.com/Miniature_and_residual_circuit_breakers/ITA/P1MBUH1PC01V6.pdf | Wyłącznik nadprądowy, 1P, charakterystyka C, 1.6A, 277V, 10kA, UL489 | http://datasheet.lovatoelectric.com/Miniature_and_residual_circuit_breakers/POL/P1MBUH1PC01V6.pdf | INTRERUPATOR MODULAR, 1P - 10kA, 1 MODUL, CURBA C, 1.6A | http://datasheet.lovatoelectric.com/Miniature_and_residual_circuit_breakers/RON/P1MBUH1PC01V6.pdf
P1MBUH1PC02 | P1MBUH1PC16.jpg | http://datasheet.lovatoelectric.com/Miniature_and_residual_circuit_breakers/products_images/P1MBUH1PC16.jpg | Miniature circuit breaker, 1P - 10kA. 1 module, characteristic C, 2A | http://datasheet.lovatoelectric.com/Miniature_and_residual_circuit_breakers/ENG/P1MBUH1PC02.pdf | Interruttore magnetotermico, 1P - 10kA. 1 modulo, caratteristica C, 2A | http://datasheet.lovatoelectric.com/Miniature_and_residual_circuit_breakers/ITA/P1MBUH1PC02.pdf | Wyłącznik nadprądowy, 1P, charakterystyka C, 2A, 277V, 10kA, UL489 | http://datasheet.lovatoelectric.com/Miniature_and_residual_circuit_breakers/POL/P1MBUH1PC02.pdf | INTRERUPATOR MODULAR, 1P - 10kA, 1 MODUL, CURBA C, 2A | http://datasheet.lovatoelectric.com/Miniature_and_residual_circuit_breakers/RON/P1MBUH1PC02.pdf
P1MBUH1PC03 | P1MBUH1PC16.jpg | http://datasheet.lovatoelectric.com/Miniature_and_residual_circuit_breakers/products_images/P1MBUH1PC16.jpg | Miniature circuit breaker, 1P - 10kA. 1 module, characteristic C, 3A | http://datasheet.lovatoelectric.com/Miniature_and_residual_circuit_breakers/ENG/P1MBUH1PC03.pdf | Interruttore magnetotermico, 1P - 10kA. 1 modulo, caratteristica C, 3A | http://datasheet.lovatoelectric.com/Miniature_and_residual_circuit_breakers/ITA/P1MBUH1PC03.pdf | Wyłącznik nadprądowy, 1P, charakterystyka C, 3A, 277V, 10kA, UL489 | http://datasheet.lovatoelectric.com/Miniature_and_residual_circuit_breakers/POL/P1MBUH1PC03.pdf | INTRERUPATOR MODULAR, 1P - 10kA, 1 MODUL, CURBA C, 3A | http://datasheet.lovatoelectric.com/Miniature_and_residual_circuit_breakers/RON/P1MBUH1PC03.pdf
P1MBUH1PC04 | P1MBUH1PC16.jpg | http://datasheet.lovatoelectric.com/Miniature_and_residual_circuit_breakers/products_images/P1MBUH1PC16.jpg | Miniature circuit breaker, 1P - 10kA. 1 module, characteristic C, 4A | http://datasheet.lovatoelectric.com/Miniature_and_residual_circuit_breakers/ENG/P1MBUH1PC04.pdf | Interruttore magnetotermico, 1P - 10kA. 1 modulo, caratteristica C, 4A | http://datasheet.lovatoelectric.com/Miniature_and_residual_circuit_breakers/ITA/P1MBUH1PC04.pdf | Wyłącznik nadprądowy, 1P, charakterystyka C, 4A, 277V, 10kA, UL489 | http://datasheet.lovatoelectric.com/Miniature_and_residual_circuit_breakers/POL/P1MBUH1PC04.pdf | INTRERUPATOR MODULAR, 1P - 10kA, 1 MODUL, CURBA C, 4A | http://datasheet.lovatoelectric.com/Miniature_and_residual_circuit_breakers/RON/P1MBUH1PC04.pdf
P1MBUH1PC05 | P1MBUH1PC16.jpg | http://datasheet.lovatoelectric.com/Miniature_and_residual_circuit_breakers/products_images/P1MBUH1PC16.jpg | Miniature circuit breaker, 1P - 10kA. 1 module, characteristic C, 5A | http://datasheet.lovatoelectric.com/Miniature_and_residual_circuit_breakers/ENG/P1MBUH1PC05.pdf | Interruttore magnetotermico, 1P - 10kA. 1 modulo, caratteristica C, 5A | http://datasheet.lovatoelectric.com/Miniature_and_residual_circuit_breakers/ITA/P1MBUH1PC05.pdf | Wyłącznik nadprądowy, 1P, charakterystyka C, 5A, 277V, 10kA, UL489 | http://datasheet.lovatoelectric.com/Miniature_and_residual_circuit_breakers/POL/P1MBUH1PC05.pdf | INTRERUPATOR MODULAR, 1P - 10kA, 1 MODUL, CURBA C, 5A | http://datasheet.lovatoelectric.com/Miniature_and_residual_circuit_breakers/RON/P1MBUH1PC05.pdf
P1MBUH1PC06 | P1MBUH1PC16.jpg | http://datasheet.lovatoelectric.com/Miniature_and_residual_circuit_breakers/products_images/P1MBUH1PC16.jpg | Miniature circuit breaker, 1P - 10kA. 1 module, characteristic C, 6A | http://datasheet.lovatoelectric.com/Miniature_and_residual_circuit_breakers/ENG/P1MBUH1PC06.pdf | Interruttore magnetotermico, 1P - 10kA. 1 modulo, caratteristica C, 6A | http://datasheet.lovatoelectric.com/Miniature_and_residual_circuit_breakers/ITA/P1MBUH1PC06.pdf | Wyłącznik nadprądowy, 1P, charakterystyka C, 6A, 277V, 10kA, UL489 | http://datasheet.lovatoelectric.com/Miniature_and_residual_circuit_breakers/POL/P1MBUH1PC06.pdf | INTRERUPATOR MODULAR, 1P - 10kA, 1 MODUL, CURBA C, 6A | http://datasheet.lovatoelectric.com/Miniature_and_residual_circuit_breakers/RON/P1MBUH1PC06.pdf
P1MBUH1PC07 | P1MBUH1PC16.jpg | http://datasheet.lovatoelectric.com/Miniature_and_residual_circuit_breakers/products_images/P1MBUH1PC16.jpg | Miniature circuit breaker, 1P - 10kA. 1 module, characteristic C, 7A | http://datasheet.lovatoelectric.com/Miniature_and_residual_circuit_breakers/ENG/P1MBUH1PC07.pdf | Interruttore magnetotermico, 1P - 10kA. 1 modulo, caratteristica C, 7A | http://datasheet.lovatoelectric.com/Miniature_and_residual_circuit_breakers/ITA/P1MBUH1PC07.pdf | Wyłącznik nadprądowy, 1P, charakterystyka C, 7A, 277V, 10kA, UL489 | http://datasheet.lovatoelectric.com/Miniature_and_residual_circuit_breakers/POL/P1MBUH1PC07.pdf | INTRERUPATOR MODULAR, 1P - 10kA, 1 MODUL, CURBA C, 7A | http://datasheet.lovatoelectric.com/Miniature_and_residual_circuit_breakers/RON/P1MBUH1PC07.pdf
P1MBUH1PC08 | P1MBUH1PC16.jpg | http://datasheet.lovatoelectric.com/Miniature_and_residual_circuit_breakers/products_images/P1MBUH1PC16.jpg | Miniature circuit breaker, 1P - 10kA. 1 module, characteristic C, 8A | http://datasheet.lovatoelectric.com/Miniature_and_residual_circuit_breakers/ENG/P1MBUH1PC08.pdf | Interruttore magnetotermico, 1P - 10kA. 1 modulo, caratteristica C, 8A | http://datasheet.lovatoelectric.com/Miniature_and_residual_circuit_breakers/ITA/P1MBUH1PC08.pdf | Wyłącznik nadprądowy, 1P, charakterystyka C, 8A, 277V, 10kA, UL489 | http://datasheet.lovatoelectric.com/Miniature_and_residual_circuit_breakers/POL/P1MBUH1PC08.pdf | INTRERUPATOR MODULAR, 1P - 10kA, 1 MODUL, CURBA C, 8A | http://datasheet.lovatoelectric.com/Miniature_and_residual_circuit_breakers/RON/P1MBUH1PC08.pdf
P1MBUH1PC10 | P1MBUH1PC16.jpg | http://datasheet.lovatoelectric.com/Miniature_and_residual_circuit_breakers/products_images/P1MBUH1PC16.jpg | Miniature circuit breaker, 1P - 10kA. 1 module, characteristic C, 10A | http://datasheet.lovatoelectric.com/Miniature_and_residual_circuit_breakers/ENG/P1MBUH1PC10.pdf | Interruttore magnetotermico, 1P - 10kA. 1 modulo, caratteristica C, 10A | http://datasheet.lovatoelectric.com/Miniature_and_residual_circuit_breakers/ITA/P1MBUH1PC10.pdf | Wyłącznik nadprądowy, 1P, charakterystyka C, 10A, 277V, 10kA, UL489 | http://datasheet.lovatoelectric.com/Miniature_and_residual_circuit_breakers/POL/P1MBUH1PC10.pdf | INTRERUPATOR MODULAR, 1P - 10kA, 1 MODUL, CURBA C, 10A | http://datasheet.lovatoelectric.com/Miniature_and_residual_circuit_breakers/RON/P1MBUH1PC10.pdf
P1MBUH1PC12 | P1MBUH1PC16.jpg | http://datasheet.lovatoelectric.com/Miniature_and_residual_circuit_breakers/products_images/P1MBUH1PC16.jpg | Miniature circuit breaker, 1P - 10kA. 1 module, characteristic C, 12A | http://datasheet.lovatoelectric.com/Miniature_and_residual_circuit_breakers/ENG/P1MBUH1PC12.pdf | Interruttore magnetotermico, 1P - 10kA. 1 modulo, caratteristica C, 12A | http://datasheet.lovatoelectric.com/Miniature_and_residual_circuit_breakers/ITA/P1MBUH1PC12.pdf | Wyłącznik nadprądowy, 1P, charakterystyka C, 12A, 277V, 10kA, UL489 | http://datasheet.lovatoelectric.com/Miniature_and_residual_circuit_breakers/POL/P1MBUH1PC12.pdf | INTRERUPATOR MODULAR, 1P - 10kA, 1 MODUL, CURBA C, 12A | http://datasheet.lovatoelectric.com/Miniature_and_residual_circuit_breakers/RON/P1MBUH1PC12.pdf
P1MBUH1PC13 | P1MBUH1PC16.jpg | http://datasheet.lovatoelectric.com/Miniature_and_residual_circuit_breakers/products_images/P1MBUH1PC16.jpg | Miniature circuit breaker, 1P - 10kA. 1 module, characteristic C, 13A | http://datasheet.lovatoelectric.com/Miniature_and_residual_circuit_breakers/ENG/P1MBUH1PC13.pdf | Interruttore magnetotermico, 1P - 10kA. 1 modulo, caratteristica C, 13A | http://datasheet.lovatoelectric.com/Miniature_and_residual_circuit_breakers/ITA/P1MBUH1PC13.pdf | Wyłącznik nadprądowy, 1P, charakterystyka C, 13A, 277V, 10kA, UL489 | http://datasheet.lovatoelectric.com/Miniature_and_residual_circuit_breakers/POL/P1MBUH1PC13.pdf | INTRERUPATOR MODULAR, 1P - 10kA, 1 MODUL, CURBA C, 13A | http://datasheet.lovatoelectric.com/Miniature_and_residual_circuit_breakers/RON/P1MBUH1PC13.pdf
P1MBUH1PC15 | P1MBUH1PC16.jpg | http://datasheet.lovatoelectric.com/Miniature_and_residual_circuit_breakers/products_images/P1MBUH1PC16.jpg | Miniature circuit breaker, 1P - 10kA. 1 module, characteristic C, 15A | http://datasheet.lovatoelectric.com/Miniature_and_residual_circuit_breakers/ENG/P1MBUH1PC15.pdf | Interruttore magnetotermico, 1P - 10kA. 1 modulo, caratteristica C, 15A | http://datasheet.lovatoelectric.com/Miniature_and_residual_circuit_breakers/ITA/P1MBUH1PC15.pdf | Wyłącznik nadprądowy, 1P, charakterystyka C, 15A, 277V, 10kA, UL489 | http://datasheet.lovatoelectric.com/Miniature_and_residual_circuit_breakers/POL/P1MBUH1PC15.pdf | INTRERUPATOR MODULAR, 1P - 10kA, 1 MODUL, CURBA C, 15A | http://datasheet.lovatoelectric.com/Miniature_and_residual_circuit_breakers/RON/P1MBUH1PC15.pdf
P1MBUH1PC16 | P1MBUH1PC16.jpg | http://datasheet.lovatoelectric.com/Miniature_and_residual_circuit_breakers/products_images/P1MBUH1PC16.jpg | Miniature circuit breaker, 1P - 10kA. 1 module, characteristic C, 16A | http://datasheet.lovatoelectric.com/Miniature_and_residual_circuit_breakers/ENG/P1MBUH1PC16.pdf | Interruttore magnetotermico, 1P - 10kA. 1 modulo, caratteristica C, 16A | http://datasheet.lovatoelectric.com/Miniature_and_residual_circuit_breakers/ITA/P1MBUH1PC16.pdf | Wyłącznik nadprądowy, 1P, charakterystyka C, 16A, 277V, 10kA, UL489 | http://datasheet.lovatoelectric.com/Miniature_and_residual_circuit_breakers/POL/P1MBUH1PC16.pdf | INTRERUPATOR MODULAR, 1P - 10kA, 1 MODUL, CURBA C, 16A | http://datasheet.lovatoelectric.com/Miniature_and_residual_circuit_breakers/RON/P1MBUH1PC16.pdf
P1MBUH1PC20 | P1MBUH1PC16.jpg | http://datasheet.lovatoelectric.com/Miniature_and_residual_circuit_breakers/products_images/P1MBUH1PC16.jpg | Miniature circuit breaker, 1P - 10kA. 1 module, characteristic C, 20A | http://datasheet.lovatoelectric.com/Miniature_and_residual_circuit_breakers/ENG/P1MBUH1PC20.pdf | Interruttore magnetotermico, 1P - 10kA. 1 modulo, caratteristica C, 20A | http://datasheet.lovatoelectric.com/Miniature_and_residual_circuit_breakers/ITA/P1MBUH1PC20.pdf | Wyłącznik nadprądowy, 1P, charakterystyka C, 20A, 277V, 10kA, UL489 | http://datasheet.lovatoelectric.com/Miniature_and_residual_circuit_breakers/POL/P1MBUH1PC20.pdf | INTRERUPATOR MODULAR, 1P - 10kA, 1 MODUL, CURBA C, 20A | http://datasheet.lovatoelectric.com/Miniature_and_residual_circuit_breakers/RON/P1MBUH1PC20.pdf
P1MBUH1PC25 | P1MBUH1PC16.jpg | http://datasheet.lovatoelectric.com/Miniature_and_residual_circuit_breakers/products_images/P1MBUH1PC16.jpg | Miniature circuit breaker, 1P - 10kA. 1 module, characteristic C, 25A | http://datasheet.lovatoelectric.com/Miniature_and_residual_circuit_breakers/ENG/P1MBUH1PC25.pdf | Interruttore magnetotermico, 1P - 10kA. 1 modulo, caratteristica C, 25A | http://datasheet.lovatoelectric.com/Miniature_and_residual_circuit_breakers/ITA/P1MBUH1PC25.pdf | Wyłącznik nadprądowy, 1P, charakterystyka C, 25A, 277V, 10kA, UL489 | http://datasheet.lovatoelectric.com/Miniature_and_residual_circuit_breakers/POL/P1MBUH1PC25.pdf | INTRERUPATOR MODULAR, 1P - 10kA, 1 MODUL, CURBA C, 25A | http://datasheet.lovatoelectric.com/Miniature_and_residual_circuit_breakers/RON/P1MBUH1PC25.pdf
P1MBUH1PC30 | P1MBUH1PC16.jpg | http://datasheet.lovatoelectric.com/Miniature_and_residual_circuit_breakers/products_images/P1MBUH1PC16.jpg | Miniature circuit breaker, 1P - 10kA. 1 module, characteristic C, 30A | http://datasheet.lovatoelectric.com/Miniature_and_residual_circuit_breakers/ENG/P1MBUH1PC30.pdf | Interruttore magnetotermico, 1P - 10kA. 1 modulo, caratteristica C, 30A | http://datasheet.lovatoelectric.com/Miniature_and_residual_circuit_breakers/ITA/P1MBUH1PC30.pdf | Wyłącznik nadprądowy, 1P, charakterystyka C, 30A, 277V, 10kA, UL489 | http://datasheet.lovatoelectric.com/Miniature_and_residual_circuit_breakers/POL/P1MBUH1PC30.pdf | INTRERUPATOR MODULAR, 1P - 10kA, 1 MODUL, CURBA C, 30A | http://datasheet.lovatoelectric.com/Miniature_and_residual_circuit_breakers/RON/P1MBUH1PC30.pdf
P1MBUH1PC32 | P1MBUH1PC16.jpg | http://datasheet.lovatoelectric.com/Miniature_and_residual_circuit_breakers/products_images/P1MBUH1PC16.jpg | Miniature circuit breaker, 1P - 10kA. 1 module, characteristic C, 32A | http://datasheet.lovatoelectric.com/Miniature_and_residual_circuit_breakers/ENG/P1MBUH1PC32.pdf | Interruttore magnetotermico, 1P - 10kA. 1 modulo, caratteristica C, 32A | http://datasheet.lovatoelectric.com/Miniature_and_residual_circuit_breakers/ITA/P1MBUH1PC32.pdf | Wyłącznik nadprądowy, 1P, charakterystyka C, 32A, 277V, 10kA, UL489 | http://datasheet.lovatoelectric.com/Miniature_and_residual_circuit_breakers/POL/P1MBUH1PC32.pdf | INTRERUPATOR MODULAR, 1P - 10kA, 1 MODUL, CURBA C, 32A | http://datasheet.lovatoelectric.com/Miniature_and_residual_circuit_breakers/RON/P1MBUH1PC32.pdf
P1MBUH1PD01 | P1MBUH1PD12.jpg | http://datasheet.lovatoelectric.com/Miniature_and_residual_circuit_breakers/products_images/P1MBUH1PD12.jpg | Miniature circuit breaker, 1P - 10kA. 1 module, characteristic D, 1A | http://datasheet.lovatoelectric.com/Miniature_and_residual_circuit_breakers/ENG/P1MBUH1PD01.pdf | Interruttore magnetotermico, 1P - 10kA. 1 modulo, caratteristica D, 1A | http://datasheet.lovatoelectric.com/Miniature_and_residual_circuit_breakers/ITA/P1MBUH1PD01.pdf | Wyłącznik nadprądowy, 1P, charakterystyka D, 1A, 277V, 10kA, UL489 | http://datasheet.lovatoelectric.com/Miniature_and_residual_circuit_breakers/POL/P1MBUH1PD01.pdf | INTRERUPATOR MODULAR, 1P - 10kA, 1 MODUL, CURBA D, 1A | http://datasheet.lovatoelectric.com/Miniature_and_residual_circuit_breakers/RON/P1MBUH1PD01.pdf
P1MBUH1PD01V6 | P1MBUH1PD12.jpg | http://datasheet.lovatoelectric.com/Miniature_and_residual_circuit_breakers/products_images/P1MBUH1PD12.jpg | Miniature circuit breaker, 1P - 10kA. 1 module, characteristic D, 1.6A | http://datasheet.lovatoelectric.com/Miniature_and_residual_circuit_breakers/ENG/P1MBUH1PD01V6.pdf | Interruttore magnetotermico, 1P - 10kA. 1 modulo, caratteristica D, 1,6A | http://datasheet.lovatoelectric.com/Miniature_and_residual_circuit_breakers/ITA/P1MBUH1PD01V6.pdf | Wyłącznik nadprądowy, 1P, charakterystyka D, 1.6A, 277V, 10kA, UL489 | http://datasheet.lovatoelectric.com/Miniature_and_residual_circuit_breakers/POL/P1MBUH1PD01V6.pdf | INTRERUPATOR MODULAR, 1P - 10kA, 1 MODUL, CURBA D, 1.6A | http://datasheet.lovatoelectric.com/Miniature_and_residual_circuit_breakers/RON/P1MBUH1PD01V6.pdf
P1MBUH1PD02 | P1MBUH1PD12.jpg | http://datasheet.lovatoelectric.com/Miniature_and_residual_circuit_breakers/products_images/P1MBUH1PD12.jpg | Miniature circuit breaker, 1P - 10kA. 1 module, characteristic D, 2A | http://datasheet.lovatoelectric.com/Miniature_and_residual_circuit_breakers/ENG/P1MBUH1PD02.pdf | Interruttore magnetotermico, 1P - 10kA. 1 modulo, caratteristica D, 2A | http://datasheet.lovatoelectric.com/Miniature_and_residual_circuit_breakers/ITA/P1MBUH1PD02.pdf | Wyłącznik nadprądowy, 1P, charakterystyka D, 2A, 277V, 10kA, UL489 | http://datasheet.lovatoelectric.com/Miniature_and_residual_circuit_breakers/POL/P1MBUH1PD02.pdf | INTRERUPATOR MODULAR, 1P - 10kA, 1 MODUL, CURBA D, 2A | http://datasheet.lovatoelectric.com/Miniature_and_residual_circuit_breakers/RON/P1MBUH1PD02.pdf
P1MBUH1PD03 | P1MBUH1PD12.jpg | http://datasheet.lovatoelectric.com/Miniature_and_residual_circuit_breakers/products_images/P1MBUH1PD12.jpg | Miniature circuit breaker, 1P - 10kA. 1 module, characteristic D, 3A | http://datasheet.lovatoelectric.com/Miniature_and_residual_circuit_breakers/ENG/P1MBUH1PD03.pdf | Interruttore magnetotermico, 1P - 10kA. 1 modulo, caratteristica D, 3A | http://datasheet.lovatoelectric.com/Miniature_and_residual_circuit_breakers/ITA/P1MBUH1PD03.pdf | Wyłącznik nadprądowy, 1P, charakterystyka D, 3A, 277V, 10kA, UL489 | http://datasheet.lovatoelectric.com/Miniature_and_residual_circuit_breakers/POL/P1MBUH1PD03.pdf | INTRERUPATOR MODULAR, 1P - 10kA, 1 MODUL, CURBA D, 3A | http://datasheet.lovatoelectric.com/Miniature_and_residual_circuit_breakers/RON/P1MBUH1PD03.pdf
P1MBUH1PD04 | P1MBUH1PD12.jpg | http://datasheet.lovatoelectric.com/Miniature_and_residual_circuit_breakers/products_images/P1MBUH1PD12.jpg | Miniature circuit breaker, 1P - 10kA. 1 module, characteristic D, 4A | http://datasheet.lovatoelectric.com/Miniature_and_residual_circuit_breakers/ENG/P1MBUH1PD04.pdf | Interruttore magnetotermico, 1P - 10kA. 1 modulo, caratteristica D, 4A | http://datasheet.lovatoelectric.com/Miniature_and_residual_circuit_breakers/ITA/P1MBUH1PD04.pdf | Wyłącznik nadprądowy, 1P, charakterystyka D, 4A, 277V, 10kA, UL489 | http://datasheet.lovatoelectric.com/Miniature_and_residual_circuit_breakers/POL/P1MBUH1PD04.pdf | INTRERUPATOR MODULAR, 1P - 10kA, 1 MODUL, CURBA D, 4A | http://datasheet.lovatoelectric.com/Miniature_and_residual_circuit_breakers/RON/P1MBUH1PD04.pdf
P1MBUH1PD05 | P1MBUH1PD12.jpg | http://datasheet.lovatoelectric.com/Miniature_and_residual_circuit_breakers/products_images/P1MBUH1PD12.jpg | Miniature circuit breaker, 1P - 10kA. 1 module, characteristic D, 5A | http://datasheet.lovatoelectric.com/Miniature_and_residual_circuit_breakers/ENG/P1MBUH1PD05.pdf | Interruttore magnetotermico, 1P - 10kA. 1 modulo, caratteristica D, 5A | http://datasheet.lovatoelectric.com/Miniature_and_residual_circuit_breakers/ITA/P1MBUH1PD05.pdf | Wyłącznik nadprądowy, 1P, charakterystyka D, 5A, 277V, 10kA, UL489 | http://datasheet.lovatoelectric.com/Miniature_and_residual_circuit_breakers/POL/P1MBUH1PD05.pdf | INTRERUPATOR MODULAR, 1P - 10kA, 1 MODUL, CURBA D, 5A | http://datasheet.lovatoelectric.com/Miniature_and_residual_circuit_breakers/RON/P1MBUH1PD05.pdf
P1MBUH1PD06 | P1MBUH1PD12.jpg | http://datasheet.lovatoelectric.com/Miniature_and_residual_circuit_breakers/products_images/P1MBUH1PD12.jpg | Miniature circuit breaker, 1P - 10kA. 1 module, characteristic D, 6A | http://datasheet.lovatoelectric.com/Miniature_and_residual_circuit_breakers/ENG/P1MBUH1PD06.pdf | Interruttore magnetotermico, 1P - 10kA. 1 modulo, caratteristica D, 6A | http://datasheet.lovatoelectric.com/Miniature_and_residual_circuit_breakers/ITA/P1MBUH1PD06.pdf | Wyłącznik nadprądowy, 1P, charakterystyka D, 6A, 277V, 10kA, UL489 | http://datasheet.lovatoelectric.com/Miniature_and_residual_circuit_breakers/POL/P1MBUH1PD06.pdf | INTRERUPATOR MODULAR, 1P - 10kA, 1 MODUL, CURBA D, 6A | http://datasheet.lovatoelectric.com/Miniature_and_residual_circuit_breakers/RON/P1MBUH1PD06.pdf
P1MBUH1PD07 | P1MBUH1PD12.jpg | http://datasheet.lovatoelectric.com/Miniature_and_residual_circuit_breakers/products_images/P1MBUH1PD12.jpg | Miniature circuit breaker, 1P - 10kA. 1 module, characteristic D, 7A | http://datasheet.lovatoelectric.com/Miniature_and_residual_circuit_breakers/ENG/P1MBUH1PD07.pdf | Interruttore magnetotermico, 1P - 10kA. 1 modulo, caratteristica D, 7A | http://datasheet.lovatoelectric.com/Miniature_and_residual_circuit_breakers/ITA/P1MBUH1PD07.pdf | Wyłącznik nadprądowy, 1P, charakterystyka D, 7A, 277V, 10kA, UL489 | http://datasheet.lovatoelectric.com/Miniature_and_residual_circuit_breakers/POL/P1MBUH1PD07.pdf | INTRERUPATOR MODULAR, 1P - 10kA, 1 MODUL, CURBA D, 7A | http://datasheet.lovatoelectric.com/Miniature_and_residual_circuit_breakers/RON/P1MBUH1PD07.pdf
P1MBUH1PD08 | P1MBUH1PD12.jpg | http://datasheet.lovatoelectric.com/Miniature_and_residual_circuit_breakers/products_images/P1MBUH1PD12.jpg | Miniature circuit breaker, 1P - 10kA. 1 module, characteristic D, 8A | http://datasheet.lovatoelectric.com/Miniature_and_residual_circuit_breakers/ENG/P1MBUH1PD08.pdf | Interruttore magnetotermico, 1P - 10kA. 1 modulo, caratteristica D, 8A | http://datasheet.lovatoelectric.com/Miniature_and_residual_circuit_breakers/ITA/P1MBUH1PD08.pdf | Wyłącznik nadprądowy, 1P, charakterystyka D, 8A, 277V, 10kA, UL489 | http://datasheet.lovatoelectric.com/Miniature_and_residual_circuit_breakers/POL/P1MBUH1PD08.pdf | INTRERUPATOR MODULAR, 1P - 10kA, 1 MODUL, CURBA D, 8A | http://datasheet.lovatoelectric.com/Miniature_and_residual_circuit_breakers/RON/P1MBUH1PD08.pdf
P1MBUH1PD10 | P1MBUH1PD12.jpg | http://datasheet.lovatoelectric.com/Miniature_and_residual_circuit_breakers/products_images/P1MBUH1PD12.jpg | Miniature circuit breaker, 1P - 10kA. 1 module, characteristic D, 10A | http://datasheet.lovatoelectric.com/Miniature_and_residual_circuit_breakers/ENG/P1MBUH1PD10.pdf | Interruttore magnetotermico, 1P - 10kA. 1 modulo, caratteristica D, 10A | http://datasheet.lovatoelectric.com/Miniature_and_residual_circuit_breakers/ITA/P1MBUH1PD10.pdf | Wyłącznik nadprądowy, 1P, charakterystyka D, 10A, 277V, 10kA, UL489 | http://datasheet.lovatoelectric.com/Miniature_and_residual_circuit_breakers/POL/P1MBUH1PD10.pdf | INTRERUPATOR MODULAR, 1P - 10kA, 1 MODUL, CURBA D, 10A | http://datasheet.lovatoelectric.com/Miniature_and_residual_circuit_breakers/RON/P1MBUH1PD10.pdf
P1MBUH1PD12 | P1MBUH1PD12.jpg | http://datasheet.lovatoelectric.com/Miniature_and_residual_circuit_breakers/products_images/P1MBUH1PD12.jpg | Miniature circuit breaker, 1P - 10kA. 1 module, characteristic D, 12A | http://datasheet.lovatoelectric.com/Miniature_and_residual_circuit_breakers/ENG/P1MBUH1PD12.pdf | Interruttore magnetotermico, 1P - 10kA. 1 modulo, caratteristica D, 12A | http://datasheet.lovatoelectric.com/Miniature_and_residual_circuit_breakers/ITA/P1MBUH1PD12.pdf | Wyłącznik nadprądowy, 1P, charakterystyka D, 12A, 277V, 10kA, UL489 | http://datasheet.lovatoelectric.com/Miniature_and_residual_circuit_breakers/POL/P1MBUH1PD12.pdf | INTRERUPATOR MODULAR, 1P - 10kA, 1 MODUL, CURBA D, 12A | http://datasheet.lovatoelectric.com/Miniature_and_residual_circuit_breakers/RON/P1MBUH1PD12.pdf
P1MBUH1PD13 | P1MBUH1PD12.jpg | http://datasheet.lovatoelectric.com/Miniature_and_residual_circuit_breakers/products_images/P1MBUH1PD12.jpg | Miniature circuit breaker, 1P - 10kA. 1 module, characteristic D, 13A | http://datasheet.lovatoelectric.com/Miniature_and_residual_circuit_breakers/ENG/P1MBUH1PD13.pdf | Interruttore magnetotermico, 1P - 10kA. 1 modulo, caratteristica D, 13A | http://datasheet.lovatoelectric.com/Miniature_and_residual_circuit_breakers/ITA/P1MBUH1PD13.pdf | Wyłącznik nadprądowy, 1P, charakterystyka D, 13A, 277V, 10kA, UL489 | http://datasheet.lovatoelectric.com/Miniature_and_residual_circuit_breakers/POL/P1MBUH1PD13.pdf | INTRERUPATOR MODULAR, 1P - 10kA, 1 MODUL, CURBA D, 13A | http://datasheet.lovatoelectric.com/Miniature_and_residual_circuit_breakers/RON/P1MBUH1PD13.pdf
P1MBUH1PD15 | P1MBUH1PD12.jpg | http://datasheet.lovatoelectric.com/Miniature_and_residual_circuit_breakers/products_images/P1MBUH1PD12.jpg | Miniature circuit breaker, 1P - 10kA. 1 module, characteristic D, 15A | http://datasheet.lovatoelectric.com/Miniature_and_residual_circuit_breakers/ENG/P1MBUH1PD15.pdf | Interruttore magnetotermico, 1P - 10kA. 1 modulo, caratteristica D, 15A | http://datasheet.lovatoelectric.com/Miniature_and_residual_circuit_breakers/ITA/P1MBUH1PD15.pdf | Wyłącznik nadprądowy, 1P, charakterystyka D, 15A, 277V, 10kA, UL489 | http://datasheet.lovatoelectric.com/Miniature_and_residual_circuit_breakers/POL/P1MBUH1PD15.pdf | INTRERUPATOR MODULAR, 1P - 10kA, 1 MODUL, CURBA D, 15A | http://datasheet.lovatoelectric.com/Miniature_and_residual_circuit_breakers/RON/P1MBUH1PD15.pdf
P1MBUH1PD16 | P1MBUH1PD12.jpg | http://datasheet.lovatoelectric.com/Miniature_and_residual_circuit_breakers/products_images/P1MBUH1PD12.jpg | Miniature circuit breaker, 1P - 10kA. 1 module, characteristic D, 16A | http://datasheet.lovatoelectric.com/Miniature_and_residual_circuit_breakers/ENG/P1MBUH1PD16.pdf | Interruttore magnetotermico, 1P - 10kA. 1 modulo, caratteristica D, 16A | http://datasheet.lovatoelectric.com/Miniature_and_residual_circuit_breakers/ITA/P1MBUH1PD16.pdf | Wyłącznik nadprądowy, 1P, charakterystyka D, 16A, 277V, 10kA, UL489 | http://datasheet.lovatoelectric.com/Miniature_and_residual_circuit_breakers/POL/P1MBUH1PD16.pdf | INTRERUPATOR MODULAR, 1P - 10kA, 1 MODUL, CURBA D, 16A | http://datasheet.lovatoelectric.com/Miniature_and_residual_circuit_breakers/RON/P1MBUH1PD16.pdf
P1MBUH1PD20 | P1MBUH1PD12.jpg | http://datasheet.lovatoelectric.com/Miniature_and_residual_circuit_breakers/products_images/P1MBUH1PD12.jpg | Miniature circuit breaker, 1P - 10kA. 1 module, characteristic D, 20A | http://datasheet.lovatoelectric.com/Miniature_and_residual_circuit_breakers/ENG/P1MBUH1PD20.pdf | Interruttore magnetotermico, 1P - 10kA. 1 modulo, caratteristica D, 20A | http://datasheet.lovatoelectric.com/Miniature_and_residual_circuit_breakers/ITA/P1MBUH1PD20.pdf | Wyłącznik nadprądowy, 1P, charakterystyka D, 20A, 277V, 10kA, UL489 | http://datasheet.lovatoelectric.com/Miniature_and_residual_circuit_breakers/POL/P1MBUH1PD20.pdf | INTRERUPATOR MODULAR, 1P - 10kA, 1 MODUL, CURBA D, 20A | http://datasheet.lovatoelectric.com/Miniature_and_residual_circuit_breakers/RON/P1MBUH1PD20.pdf
P1MBUH1PD25 | P1MBUH1PD12.jpg | http://datasheet.lovatoelectric.com/Miniature_and_residual_circuit_breakers/products_images/P1MBUH1PD12.jpg | Miniature circuit breaker, 1P - 10kA. 1 module, characteristic D, 25A | http://datasheet.lovatoelectric.com/Miniature_and_residual_circuit_breakers/ENG/P1MBUH1PD25.pdf | Interruttore magnetotermico, 1P - 10kA. 1 modulo, caratteristica D, 25A | http://datasheet.lovatoelectric.com/Miniature_and_residual_circuit_breakers/ITA/P1MBUH1PD25.pdf | Wyłącznik nadprądowy, 1P, charakterystyka D, 25A, 277V, 10kA, UL489 | http://datasheet.lovatoelectric.com/Miniature_and_residual_circuit_breakers/POL/P1MBUH1PD25.pdf | INTRERUPATOR MODULAR, 1P - 10kA, 1 MODUL, CURBA D, 25A | http://datasheet.lovatoelectric.com/Miniature_and_residual_circuit_breakers/RON/P1MBUH1PD25.pdf
P1MBUH1PD30 | P1MBUH1PD12.jpg | http://datasheet.lovatoelectric.com/Miniature_and_residual_circuit_breakers/products_images/P1MBUH1PD12.jpg | Miniature circuit breaker, 1P - 10kA. 1 module, characteristic D, 30A | http://datasheet.lovatoelectric.com/Miniature_and_residual_circuit_breakers/ENG/P1MBUH1PD30.pdf | Interruttore magnetotermico, 1P - 10kA. 1 modulo, caratteristica D, 30A | http://datasheet.lovatoelectric.com/Miniature_and_residual_circuit_breakers/ITA/P1MBUH1PD30.pdf | Wyłącznik nadprądowy, 1P, charakterystyka D, 30A, 277V, 10kA, UL489 | http://datasheet.lovatoelectric.com/Miniature_and_residual_circuit_breakers/POL/P1MBUH1PD30.pdf | INTRERUPATOR MODULAR, 1P - 10kA, 1 MODUL, CURBA D, 30A | http://datasheet.lovatoelectric.com/Miniature_and_residual_circuit_breakers/RON/P1MBUH1PD30.pdf
P1MBUH1PD32 | P1MBUH1PD12.jpg | http://datasheet.lovatoelectric.com/Miniature_and_residual_circuit_breakers/products_images/P1MBUH1PD12.jpg | Miniature circuit breaker, 1P - 10kA. 1 module, characteristic D, 32A | http://datasheet.lovatoelectric.com/Miniature_and_residual_circuit_breakers/ENG/P1MBUH1PD32.pdf | Interruttore magnetotermico, 1P - 10kA. 1 modulo, caratteristica D, 32A | http://datasheet.lovatoelectric.com/Miniature_and_residual_circuit_breakers/ITA/P1MBUH1PD32.pdf | Wyłącznik nadprądowy, 1P, charakterystyka D, 32A, 277V, 10kA, UL489 | http://datasheet.lovatoelectric.com/Miniature_and_residual_circuit_breakers/POL/P1MBUH1PD32.pdf | INTRERUPATOR MODULAR, 1P - 10kA, 1 MODUL, CURBA D, 32A | http://datasheet.lovatoelectric.com/Miniature_and_residual_circuit_breakers/RON/P1MBUH1PD32.pdf
P1MBUH2PC01 | P1MBUH2PC03.jpg | http://datasheet.lovatoelectric.com/Miniature_and_residual_circuit_breakers/products_images/P1MBUH2PC03.jpg | Miniature circuit breaker, 2P - 10kA. 2 modules, characteristic C, 1A | http://datasheet.lovatoelectric.com/Miniature_and_residual_circuit_breakers/ENG/P1MBUH2PC01.pdf | Interruttore magnetotermico, 2P - 10kA. 2 moduli, caratteristica C, 1A | http://datasheet.lovatoelectric.com/Miniature_and_residual_circuit_breakers/ITA/P1MBUH2PC01.pdf | Wyłącznik nadprądowy, 2P, charakterystyka C, 1A, 480Y/277V, 10kA, UL489 | http://datasheet.lovatoelectric.com/Miniature_and_residual_circuit_breakers/POL/P1MBUH2PC01.pdf | INTRERUPATOR MODULAR, 2P - 10kA, 2 MODULE, CURBA C, 1A | http://datasheet.lovatoelectric.com/Miniature_and_residual_circuit_breakers/RON/P1MBUH2PC01.pdf
P1MBUH2PC01V6 | P1MBUH2PC03.jpg | http://datasheet.lovatoelectric.com/Miniature_and_residual_circuit_breakers/products_images/P1MBUH2PC03.jpg | Miniature circuit breaker, 2P - 10kA. 2 modules, characteristic C, 1.6A | http://datasheet.lovatoelectric.com/Miniature_and_residual_circuit_breakers/ENG/P1MBUH2PC01V6.pdf | Interruttore magnetotermico, 2P - 10kA. 2 moduli, caratteristica C, 1,6A | http://datasheet.lovatoelectric.com/Miniature_and_residual_circuit_breakers/ITA/P1MBUH2PC01V6.pdf | Wyłącznik nadprądowy, 2P, charakterystyka C, 1.6A, 480Y/277V, 10kA, UL489 | http://datasheet.lovatoelectric.com/Miniature_and_residual_circuit_breakers/POL/P1MBUH2PC01V6.pdf | INTRERUPATOR MODULAR, 2P - 10kA, 2 MODULE, CURBA C, 1.6A | http://datasheet.lovatoelectric.com/Miniature_and_residual_circuit_breakers/RON/P1MBUH2PC01V6.pdf
P1MBUH2PC02 | P1MBUH2PC03.jpg | http://datasheet.lovatoelectric.com/Miniature_and_residual_circuit_breakers/products_images/P1MBUH2PC03.jpg | Miniature circuit breaker, 2P - 10kA. 2 modules, characteristic C, 2A | http://datasheet.lovatoelectric.com/Miniature_and_residual_circuit_breakers/ENG/P1MBUH2PC02.pdf | Interruttore magnetotermico, 2P - 10kA. 2 moduli, caratteristica C, 2A | http://datasheet.lovatoelectric.com/Miniature_and_residual_circuit_breakers/ITA/P1MBUH2PC02.pdf | Wyłącznik nadprądowy, 2P, charakterystyka C, 2A, 480Y/277V, 10kA, UL489 | http://datasheet.lovatoelectric.com/Miniature_and_residual_circuit_breakers/POL/P1MBUH2PC02.pdf | INTRERUPATOR MODULAR, 2P - 10kA, 2 MODULE, CURBA C, 2A | http://datasheet.lovatoelectric.com/Miniature_and_residual_circuit_breakers/RON/P1MBUH2PC02.pdf
P1MBUH2PC03 | P1MBUH2PC03.jpg | http://datasheet.lovatoelectric.com/Miniature_and_residual_circuit_breakers/products_images/P1MBUH2PC03.jpg | Miniature circuit breaker, 2P - 10kA. 2 modules, characteristic C, 3A | http://datasheet.lovatoelectric.com/Miniature_and_residual_circuit_breakers/ENG/P1MBUH2PC03.pdf | Interruttore magnetotermico, 2P - 10kA. 2 moduli, caratteristica C, 3A | http://datasheet.lovatoelectric.com/Miniature_and_residual_circuit_breakers/ITA/P1MBUH2PC03.pdf | Wyłącznik nadprądowy, 2P, charakterystyka C, 3A, 480Y/277V, 10kA, UL489 | http://datasheet.lovatoelectric.com/Miniature_and_residual_circuit_breakers/POL/P1MBUH2PC03.pdf | INTRERUPATOR MODULAR, 2P - 10kA, 2 MODULE, CURBA C, 3A | http://datasheet.lovatoelectric.com/Miniature_and_residual_circuit_breakers/RON/P1MBUH2PC03.pdf
P1MBUH2PC04 | P1MBUH2PC03.jpg | http://datasheet.lovatoelectric.com/Miniature_and_residual_circuit_breakers/products_images/P1MBUH2PC03.jpg | Miniature circuit breaker, 2P - 10kA. 2 modules, characteristic C, 4A | http://datasheet.lovatoelectric.com/Miniature_and_residual_circuit_breakers/ENG/P1MBUH2PC04.pdf | Interruttore magnetotermico, 2P - 10kA. 2 moduli, caratteristica C, 4A | http://datasheet.lovatoelectric.com/Miniature_and_residual_circuit_breakers/ITA/P1MBUH2PC04.pdf | Wyłącznik nadprądowy, 2P, charakterystyka C, 4A, 480Y/277V, 10kA, UL489 | http://datasheet.lovatoelectric.com/Miniature_and_residual_circuit_breakers/POL/P1MBUH2PC04.pdf | INTRERUPATOR MODULAR, 2P - 10kA, 2 MODULE, CURBA C, 4A | http://datasheet.lovatoelectric.com/Miniature_and_residual_circuit_breakers/RON/P1MBUH2PC04.pdf
P1MBUH2PC05 | P1MBUH2PC03.jpg | http://datasheet.lovatoelectric.com/Miniature_and_residual_circuit_breakers/products_images/P1MBUH2PC03.jpg | Miniature circuit breaker, 2P - 10kA. 2 modules, characteristic C, 5A | http://datasheet.lovatoelectric.com/Miniature_and_residual_circuit_breakers/ENG/P1MBUH2PC05.pdf | Interruttore magnetotermico, 2P - 10kA. 2 moduli, caratteristica C, 5A | http://datasheet.lovatoelectric.com/Miniature_and_residual_circuit_breakers/ITA/P1MBUH2PC05.pdf | Wyłącznik nadprądowy, 2P, charakterystyka C, 5A, 480Y/277V, 10kA, UL489 | http://datasheet.lovatoelectric.com/Miniature_and_residual_circuit_breakers/POL/P1MBUH2PC05.pdf | INTRERUPATOR MODULAR, 2P - 10kA, 2 MODULE, CURBA C, 5A | http://datasheet.lovatoelectric.com/Miniature_and_residual_circuit_breakers/RON/P1MBUH2PC05.pdf
P1MBUH2PC06 | P1MBUH2PC03.jpg | http://datasheet.lovatoelectric.com/Miniature_and_residual_circuit_breakers/products_images/P1MBUH2PC03.jpg | Miniature circuit breaker, 2P - 10kA. 2 modules, characteristic C, 6A | http://datasheet.lovatoelectric.com/Miniature_and_residual_circuit_breakers/ENG/P1MBUH2PC06.pdf | Interruttore magnetotermico, 2P - 10kA. 2 moduli, caratteristica C, 6A | http://datasheet.lovatoelectric.com/Miniature_and_residual_circuit_breakers/ITA/P1MBUH2PC06.pdf | Wyłącznik nadprądowy, 2P, charakterystyka C, 6A, 480Y/277V, 10kA, UL489 | http://datasheet.lovatoelectric.com/Miniature_and_residual_circuit_breakers/POL/P1MBUH2PC06.pdf | INTRERUPATOR MODULAR, 2P - 10kA, 2 MODULE, CURBA C, 6A | http://datasheet.lovatoelectric.com/Miniature_and_residual_circuit_breakers/RON/P1MBUH2PC06.pdf
P1MBUH2PC07 | P1MBUH2PC03.jpg | http://datasheet.lovatoelectric.com/Miniature_and_residual_circuit_breakers/products_images/P1MBUH2PC03.jpg | Miniature circuit breaker, 2P - 10kA. 2 modules, characteristic C, 7A | http://datasheet.lovatoelectric.com/Miniature_and_residual_circuit_breakers/ENG/P1MBUH2PC07.pdf | Interruttore magnetotermico, 2P - 10kA. 2 moduli, caratteristica C, 7A | http://datasheet.lovatoelectric.com/Miniature_and_residual_circuit_breakers/ITA/P1MBUH2PC07.pdf | Wyłącznik nadprądowy, 2P, charakterystyka C, 7A, 480Y/277V, 10kA, UL489 | http://datasheet.lovatoelectric.com/Miniature_and_residual_circuit_breakers/POL/P1MBUH2PC07.pdf | INTRERUPATOR MODULAR, 2P - 10kA, 2 MODULE, CURBA C, 7A | http://datasheet.lovatoelectric.com/Miniature_and_residual_circuit_breakers/RON/P1MBUH2PC07.pdf
P1MBUH2PC08 | P1MBUH2PC03.jpg | http://datasheet.lovatoelectric.com/Miniature_and_residual_circuit_breakers/products_images/P1MBUH2PC03.jpg | Miniature circuit breaker, 2P - 10kA. 2 modules, characteristic C, 8A | http://datasheet.lovatoelectric.com/Miniature_and_residual_circuit_breakers/ENG/P1MBUH2PC08.pdf | Interruttore magnetotermico, 2P - 10kA. 2 moduli, caratteristica C, 8A | http://datasheet.lovatoelectric.com/Miniature_and_residual_circuit_breakers/ITA/P1MBUH2PC08.pdf | Wyłącznik nadprądowy, 2P, charakterystyka C, 8A, 480Y/277V, 10kA, UL489 | http://datasheet.lovatoelectric.com/Miniature_and_residual_circuit_breakers/POL/P1MBUH2PC08.pdf | INTRERUPATOR MODULAR, 2P - 10kA, 2 MODULE, CURBA C, 8A | http://datasheet.lovatoelectric.com/Miniature_and_residual_circuit_breakers/RON/P1MBUH2PC08.pdf
P1MBUH2PC10 | P1MBUH2PC03.jpg | http://datasheet.lovatoelectric.com/Miniature_and_residual_circuit_breakers/products_images/P1MBUH2PC03.jpg | Miniature circuit breaker, 2P - 10kA. 2 modules, characteristic C, 10A | http://datasheet.lovatoelectric.com/Miniature_and_residual_circuit_breakers/ENG/P1MBUH2PC10.pdf | Interruttore magnetotermico, 2P - 10kA. 2 moduli, caratteristica C, 10A | http://datasheet.lovatoelectric.com/Miniature_and_residual_circuit_breakers/ITA/P1MBUH2PC10.pdf | Wyłącznik nadprądowy, 2P, charakterystyka C, 10A, 480Y/277V, 10kA, UL489 | http://datasheet.lovatoelectric.com/Miniature_and_residual_circuit_breakers/POL/P1MBUH2PC10.pdf | INTRERUPATOR MODULAR, 2P - 10kA, 2 MODULE, CURBA C, 10A | http://datasheet.lovatoelectric.com/Miniature_and_residual_circuit_breakers/RON/P1MBUH2PC10.pdf
P1MBUH2PC12 | P1MBUH2PC03.jpg | http://datasheet.lovatoelectric.com/Miniature_and_residual_circuit_breakers/products_images/P1MBUH2PC03.jpg | Miniature circuit breaker, 2P - 10kA. 2 modules, characteristic C, 12A | http://datasheet.lovatoelectric.com/Miniature_and_residual_circuit_breakers/ENG/P1MBUH2PC12.pdf | Interruttore magnetotermico, 2P - 10kA. 2 moduli, caratteristica C, 12A | http://datasheet.lovatoelectric.com/Miniature_and_residual_circuit_breakers/ITA/P1MBUH2PC12.pdf | Wyłącznik nadprądowy, 2P, charakterystyka C, 12A, 480Y/277V, 10kA, UL489 | http://datasheet.lovatoelectric.com/Miniature_and_residual_circuit_breakers/POL/P1MBUH2PC12.pdf | INTRERUPATOR MODULAR, 2P - 10kA, 2 MODULE, CURBA C, 12A | http://datasheet.lovatoelectric.com/Miniature_and_residual_circuit_breakers/RON/P1MBUH2PC12.pdf
P1MBUH2PC13 | P1MBUH2PC03.jpg | http://datasheet.lovatoelectric.com/Miniature_and_residual_circuit_breakers/products_images/P1MBUH2PC03.jpg | Miniature circuit breaker, 2P - 10kA. 2 modules, characteristic C, 13A | http://datasheet.lovatoelectric.com/Miniature_and_residual_circuit_breakers/ENG/P1MBUH2PC13.pdf | Interruttore magnetotermico, 2P - 10kA. 2 moduli, caratteristica C, 13A | http://datasheet.lovatoelectric.com/Miniature_and_residual_circuit_breakers/ITA/P1MBUH2PC13.pdf | Wyłącznik nadprądowy, 2P, charakterystyka C, 13A, 480Y/277V, 10kA, UL489 | http://datasheet.lovatoelectric.com/Miniature_and_residual_circuit_breakers/POL/P1MBUH2PC13.pdf | INTRERUPATOR MODULAR, 2P - 10kA, 2 MODULE, CURBA C, 13A | http://datasheet.lovatoelectric.com/Miniature_and_residual_circuit_breakers/RON/P1MBUH2PC13.pdf
P1MBUH2PC15 | P1MBUH2PC03.jpg | http://datasheet.lovatoelectric.com/Miniature_and_residual_circuit_breakers/products_images/P1MBUH2PC03.jpg | Miniature circuit breaker, 2P - 10kA. 2 modules, characteristic C, 15A | http://datasheet.lovatoelectric.com/Miniature_and_residual_circuit_breakers/ENG/P1MBUH2PC15.pdf | Interruttore magnetotermico, 2P - 10kA. 2 moduli, caratteristica C, 15A | http://datasheet.lovatoelectric.com/Miniature_and_residual_circuit_breakers/ITA/P1MBUH2PC15.pdf | Wyłącznik nadprądowy, 2P, charakterystyka C, 15A, 480Y/277V, 10kA, UL489 | http://datasheet.lovatoelectric.com/Miniature_and_residual_circuit_breakers/POL/P1MBUH2PC15.pdf | INTRERUPATOR MODULAR, 2P - 10kA, 2 MODULE, CURBA C, 15A | http://datasheet.lovatoelectric.com/Miniature_and_residual_circuit_breakers/RON/P1MBUH2PC15.pdf
P1MBUH2PC16 | P1MBUH2PC03.jpg | http://datasheet.lovatoelectric.com/Miniature_and_residual_circuit_breakers/products_images/P1MBUH2PC03.jpg | Miniature circuit breaker, 2P - 10kA. 2 modules, characteristic C, 16A | http://datasheet.lovatoelectric.com/Miniature_and_residual_circuit_breakers/ENG/P1MBUH2PC16.pdf | Interruttore magnetotermico, 2P - 10kA. 2 moduli, caratteristica C, 16A | http://datasheet.lovatoelectric.com/Miniature_and_residual_circuit_breakers/ITA/P1MBUH2PC16.pdf | Wyłącznik nadprądowy, 2P, charakterystyka C, 16A, 480Y/277V, 10kA, UL489 | http://datasheet.lovatoelectric.com/Miniature_and_residual_circuit_breakers/POL/P1MBUH2PC16.pdf | INTRERUPATOR MODULAR, 2P - 10kA, 2 MODULE, CURBA C, 16A | http://datasheet.lovatoelectric.com/Miniature_and_residual_circuit_breakers/RON/P1MBUH2PC16.pdf
P1MBUH2PC20 | P1MBUH2PC03.jpg | http://datasheet.lovatoelectric.com/Miniature_and_residual_circuit_breakers/products_images/P1MBUH2PC03.jpg | Miniature circuit breaker, 2P - 10kA. 2 modules, characteristic C, 20A | http://datasheet.lovatoelectric.com/Miniature_and_residual_circuit_breakers/ENG/P1MBUH2PC20.pdf | Interruttore magnetotermico, 2P - 10kA. 2 moduli, caratteristica C, 20A | http://datasheet.lovatoelectric.com/Miniature_and_residual_circuit_breakers/ITA/P1MBUH2PC20.pdf | Wyłącznik nadprądowy, 2P, charakterystyka C, 20A, 480Y/277V, 10kA, UL489 | http://datasheet.lovatoelectric.com/Miniature_and_residual_circuit_breakers/POL/P1MBUH2PC20.pdf | INTRERUPATOR MODULAR, 2P - 10kA, 2 MODULE, CURBA C, 20A | http://datasheet.lovatoelectric.com/Miniature_and_residual_circuit_breakers/RON/P1MBUH2PC20.pdf
P1MBUH2PC25 | P1MBUH2PC03.jpg | http://datasheet.lovatoelectric.com/Miniature_and_residual_circuit_breakers/products_images/P1MBUH2PC03.jpg | Miniature circuit breaker, 2P - 10kA. 2 modules, characteristic C, 25A | http://datasheet.lovatoelectric.com/Miniature_and_residual_circuit_breakers/ENG/P1MBUH2PC25.pdf | Interruttore magnetotermico, 2P - 10kA. 2 moduli, caratteristica C, 25A | http://datasheet.lovatoelectric.com/Miniature_and_residual_circuit_breakers/ITA/P1MBUH2PC25.pdf | Wyłącznik nadprądowy, 2P, charakterystyka C, 25A, 480Y/277V, 10kA, UL489 | http://datasheet.lovatoelectric.com/Miniature_and_residual_circuit_breakers/POL/P1MBUH2PC25.pdf | INTRERUPATOR MODULAR, 2P - 10kA, 2 MODULE, CURBA C, 25A | http://datasheet.lovatoelectric.com/Miniature_and_residual_circuit_breakers/RON/P1MBUH2PC25.pdf
P1MBUH2PC30 | P1MBUH2PC03.jpg | http://datasheet.lovatoelectric.com/Miniature_and_residual_circuit_breakers/products_images/P1MBUH2PC03.jpg | Miniature circuit breaker, 2P - 10kA. 2 modules, characteristic C, 30A | http://datasheet.lovatoelectric.com/Miniature_and_residual_circuit_breakers/ENG/P1MBUH2PC30.pdf | Interruttore magnetotermico, 2P - 10kA. 2 moduli, caratteristica C, 30A | http://datasheet.lovatoelectric.com/Miniature_and_residual_circuit_breakers/ITA/P1MBUH2PC30.pdf | Wyłącznik nadprądowy, 2P, charakterystyka C, 30A, 480Y/277V, 10kA, UL489 | http://datasheet.lovatoelectric.com/Miniature_and_residual_circuit_breakers/POL/P1MBUH2PC30.pdf | INTRERUPATOR MODULAR, 2P - 10kA, 2 MODULE, CURBA C, 30A | http://datasheet.lovatoelectric.com/Miniature_and_residual_circuit_breakers/RON/P1MBUH2PC30.pdf
P1MBUH2PC32 | P1MBUH2PC03.jpg | http://datasheet.lovatoelectric.com/Miniature_and_residual_circuit_breakers/products_images/P1MBUH2PC03.jpg | Miniature circuit breaker, 2P - 10kA. 2 modules, characteristic C, 32A | http://datasheet.lovatoelectric.com/Miniature_and_residual_circuit_breakers/ENG/P1MBUH2PC32.pdf | Interruttore magnetotermico, 2P - 10kA. 2 moduli, caratteristica C, 32A | http://datasheet.lovatoelectric.com/Miniature_and_residual_circuit_breakers/ITA/P1MBUH2PC32.pdf | Wyłącznik nadprądowy, 2P, charakterystyka C, 32A, 480Y/277V, 10kA, UL489 | http://datasheet.lovatoelectric.com/Miniature_and_residual_circuit_breakers/POL/P1MBUH2PC32.pdf | INTRERUPATOR MODULAR, 2P - 10kA, 2 MODULE, CURBA C, 32A | http://datasheet.lovatoelectric.com/Miniature_and_residual_circuit_breakers/RON/P1MBUH2PC32.pdf
P1MBUH2PD01 | P1MBUH2PD05.jpg | http://datasheet.lovatoelectric.com/Miniature_and_residual_circuit_breakers/products_images/P1MBUH2PD05.jpg | Miniature circuit breaker, 2P - 10kA. 2 modules, characteristic D, 1A | http://datasheet.lovatoelectric.com/Miniature_and_residual_circuit_breakers/ENG/P1MBUH2PD01.pdf | Interruttore magnetotermico, 2P - 10kA. 2 moduli, caratteristica D, 1A | http://datasheet.lovatoelectric.com/Miniature_and_residual_circuit_breakers/ITA/P1MBUH2PD01.pdf | Wyłącznik nadprądowy, 2P, charakterystyka D, 1A, 480Y/277V, 10kA, UL489 | http://datasheet.lovatoelectric.com/Miniature_and_residual_circuit_breakers/POL/P1MBUH2PD01.pdf | INTRERUPATOR MODULAR, 2P - 10kA, 2 MODULE, CURBA D, 1A | http://datasheet.lovatoelectric.com/Miniature_and_residual_circuit_breakers/RON/P1MBUH2PD01.pdf
P1MBUH2PD01V6 | P1MBUH2PD05.jpg | http://datasheet.lovatoelectric.com/Miniature_and_residual_circuit_breakers/products_images/P1MBUH2PD05.jpg | Miniature circuit breaker, 2P - 10kA. 2 modules, characteristic D, 1.6A | http://datasheet.lovatoelectric.com/Miniature_and_residual_circuit_breakers/ENG/P1MBUH2PD01V6.pdf | Interruttore magnetotermico, 2P - 10kA. 2 moduli, caratteristica D, 1,6A | http://datasheet.lovatoelectric.com/Miniature_and_residual_circuit_breakers/ITA/P1MBUH2PD01V6.pdf | Wyłącznik nadprądowy, 2P, charakterystyka D, 1.6A, 480Y/277V, 10kA, UL489 | http://datasheet.lovatoelectric.com/Miniature_and_residual_circuit_breakers/POL/P1MBUH2PD01V6.pdf | INTRERUPATOR MODULAR, 2P - 10kA, 2 MODULE, CURBA D, 1.6A | http://datasheet.lovatoelectric.com/Miniature_and_residual_circuit_breakers/RON/P1MBUH2PD01V6.pdf
P1MBUH2PD02 | P1MBUH2PD05.jpg | http://datasheet.lovatoelectric.com/Miniature_and_residual_circuit_breakers/products_images/P1MBUH2PD05.jpg | Miniature circuit breaker, 2P - 10kA. 2 modules, characteristic D, 2A | http://datasheet.lovatoelectric.com/Miniature_and_residual_circuit_breakers/ENG/P1MBUH2PD02.pdf | Interruttore magnetotermico, 2P - 10kA. 2 moduli, caratteristica D, 2A | http://datasheet.lovatoelectric.com/Miniature_and_residual_circuit_breakers/ITA/P1MBUH2PD02.pdf | Wyłącznik nadprądowy, 2P, charakterystyka D, 2A, 480Y/277V, 10kA, UL489 | http://datasheet.lovatoelectric.com/Miniature_and_residual_circuit_breakers/POL/P1MBUH2PD02.pdf | INTRERUPATOR MODULAR, 2P - 10kA, 2 MODULE, CURBA D, 2A | http://datasheet.lovatoelectric.com/Miniature_and_residual_circuit_breakers/RON/P1MBUH2PD02.pdf
P1MBUH2PD03 | P1MBUH2PD05.jpg | http://datasheet.lovatoelectric.com/Miniature_and_residual_circuit_breakers/products_images/P1MBUH2PD05.jpg | Miniature circuit breaker, 2P - 10kA. 2 modules, characteristic D, 3A | http://datasheet.lovatoelectric.com/Miniature_and_residual_circuit_breakers/ENG/P1MBUH2PD03.pdf | Interruttore magnetotermico, 2P - 10kA. 2 moduli, caratteristica D, 3A | http://datasheet.lovatoelectric.com/Miniature_and_residual_circuit_breakers/ITA/P1MBUH2PD03.pdf | Wyłącznik nadprądowy, 2P, charakterystyka D, 3A, 480Y/277V, 10kA, UL489 | http://datasheet.lovatoelectric.com/Miniature_and_residual_circuit_breakers/POL/P1MBUH2PD03.pdf | INTRERUPATOR MODULAR, 2P - 10kA, 2 MODULE, CURBA D, 3A | http://datasheet.lovatoelectric.com/Miniature_and_residual_circuit_breakers/RON/P1MBUH2PD03.pdf
P1MBUH2PD04 | P1MBUH2PD05.jpg | http://datasheet.lovatoelectric.com/Miniature_and_residual_circuit_breakers/products_images/P1MBUH2PD05.jpg | Miniature circuit breaker, 2P - 10kA. 2 modules, characteristic D, 4A | http://datasheet.lovatoelectric.com/Miniature_and_residual_circuit_breakers/ENG/P1MBUH2PD04.pdf | Interruttore magnetotermico, 2P - 10kA. 2 moduli, caratteristica D, 4A | http://datasheet.lovatoelectric.com/Miniature_and_residual_circuit_breakers/ITA/P1MBUH2PD04.pdf | Wyłącznik nadprądowy, 2P, charakterystyka D, 4A, 480Y/277V, 10kA, UL489 | http://datasheet.lovatoelectric.com/Miniature_and_residual_circuit_breakers/POL/P1MBUH2PD04.pdf | INTRERUPATOR MODULAR, 2P - 10kA, 2 MODULE, CURBA D, 4A | http://datasheet.lovatoelectric.com/Miniature_and_residual_circuit_breakers/RON/P1MBUH2PD04.pdf
P1MBUH2PD05 | P1MBUH2PD05.jpg | http://datasheet.lovatoelectric.com/Miniature_and_residual_circuit_breakers/products_images/P1MBUH2PD05.jpg | Miniature circuit breaker, 2P - 10kA. 2 modules, characteristic D, 5A | http://datasheet.lovatoelectric.com/Miniature_and_residual_circuit_breakers/ENG/P1MBUH2PD05.pdf | Interruttore magnetotermico, 2P - 10kA. 2 moduli, caratteristica D, 5A | http://datasheet.lovatoelectric.com/Miniature_and_residual_circuit_breakers/ITA/P1MBUH2PD05.pdf | Wyłącznik nadprądowy, 2P, charakterystyka D, 5A, 480Y/277V, 10kA, UL489 | http://datasheet.lovatoelectric.com/Miniature_and_residual_circuit_breakers/POL/P1MBUH2PD05.pdf | INTRERUPATOR MODULAR, 2P - 10kA, 2 MODULE, CURBA D, 5A | http://datasheet.lovatoelectric.com/Miniature_and_residual_circuit_breakers/RON/P1MBUH2PD05.pdf
P1MBUH2PD06 | P1MBUH2PD05.jpg | http://datasheet.lovatoelectric.com/Miniature_and_residual_circuit_breakers/products_images/P1MBUH2PD05.jpg | Miniature circuit breaker, 2P - 10kA. 2 modules, characteristic D, 6A | http://datasheet.lovatoelectric.com/Miniature_and_residual_circuit_breakers/ENG/P1MBUH2PD06.pdf | Interruttore magnetotermico, 2P - 10kA. 2 moduli, caratteristica D, 6A | http://datasheet.lovatoelectric.com/Miniature_and_residual_circuit_breakers/ITA/P1MBUH2PD06.pdf | Wyłącznik nadprądowy, 2P, charakterystyka D, 6A, 480Y/277V, 10kA, UL489 | http://datasheet.lovatoelectric.com/Miniature_and_residual_circuit_breakers/POL/P1MBUH2PD06.pdf | INTRERUPATOR MODULAR, 2P - 10kA, 2 MODULE, CURBA D, 6A | http://datasheet.lovatoelectric.com/Miniature_and_residual_circuit_breakers/RON/P1MBUH2PD06.pdf
P1MBUH2PD07 | P1MBUH2PD05.jpg | http://datasheet.lovatoelectric.com/Miniature_and_residual_circuit_breakers/products_images/P1MBUH2PD05.jpg | Miniature circuit breaker, 2P - 10kA. 2 modules, characteristic D, 7A | http://datasheet.lovatoelectric.com/Miniature_and_residual_circuit_breakers/ENG/P1MBUH2PD07.pdf | Interruttore magnetotermico, 2P - 10kA. 2 moduli, caratteristica D, 7A | http://datasheet.lovatoelectric.com/Miniature_and_residual_circuit_breakers/ITA/P1MBUH2PD07.pdf | Wyłącznik nadprądowy, 2P, charakterystyka D, 7A, 480Y/277V, 10kA, UL489 | http://datasheet.lovatoelectric.com/Miniature_and_residual_circuit_breakers/POL/P1MBUH2PD07.pdf | INTRERUPATOR MODULAR, 2P - 10kA, 2 MODULE, CURBA D, 7A | http://datasheet.lovatoelectric.com/Miniature_and_residual_circuit_breakers/RON/P1MBUH2PD07.pdf
P1MBUH2PD08 | P1MBUH2PD05.jpg | http://datasheet.lovatoelectric.com/Miniature_and_residual_circuit_breakers/products_images/P1MBUH2PD05.jpg | Miniature circuit breaker, 2P - 10kA. 2 modules, characteristic D, 8A | http://datasheet.lovatoelectric.com/Miniature_and_residual_circuit_breakers/ENG/P1MBUH2PD08.pdf | Interruttore magnetotermico, 2P - 10kA. 2 moduli, caratteristica D, 8A | http://datasheet.lovatoelectric.com/Miniature_and_residual_circuit_breakers/ITA/P1MBUH2PD08.pdf | Wyłącznik nadprądowy, 2P, charakterystyka D, 8A, 480Y/277V, 10kA, UL489 | http://datasheet.lovatoelectric.com/Miniature_and_residual_circuit_breakers/POL/P1MBUH2PD08.pdf | INTRERUPATOR MODULAR, 2P - 10kA, 2 MODULE, CURBA D, 8A | http://datasheet.lovatoelectric.com/Miniature_and_residual_circuit_breakers/RON/P1MBUH2PD08.pdf
P1MBUH2PD10 | P1MBUH2PD05.jpg | http://datasheet.lovatoelectric.com/Miniature_and_residual_circuit_breakers/products_images/P1MBUH2PD05.jpg | Miniature circuit breaker, 2P - 10kA. 2 modules, characteristic D, 10A | http://datasheet.lovatoelectric.com/Miniature_and_residual_circuit_breakers/ENG/P1MBUH2PD10.pdf | Interruttore magnetotermico, 2P - 10kA. 2 moduli, caratteristica D, 10A | http://datasheet.lovatoelectric.com/Miniature_and_residual_circuit_breakers/ITA/P1MBUH2PD10.pdf | Wyłącznik nadprądowy, 2P, charakterystyka D, 10A, 480Y/277V, 10kA, UL489 | http://datasheet.lovatoelectric.com/Miniature_and_residual_circuit_breakers/POL/P1MBUH2PD10.pdf | INTRERUPATOR MODULAR, 2P - 10kA, 2 MODULE, CURBA D, 10A | http://datasheet.lovatoelectric.com/Miniature_and_residual_circuit_breakers/RON/P1MBUH2PD10.pdf
P1MBUH2PD12 | P1MBUH2PD05.jpg | http://datasheet.lovatoelectric.com/Miniature_and_residual_circuit_breakers/products_images/P1MBUH2PD05.jpg | Miniature circuit breaker, 2P - 10kA. 2 modules, characteristic D, 12A | http://datasheet.lovatoelectric.com/Miniature_and_residual_circuit_breakers/ENG/P1MBUH2PD12.pdf | Interruttore magnetotermico, 2P - 10kA. 2 moduli, caratteristica D, 12A | http://datasheet.lovatoelectric.com/Miniature_and_residual_circuit_breakers/ITA/P1MBUH2PD12.pdf | Wyłącznik nadprądowy, 2P, charakterystyka D, 12A, 480Y/277V, 10kA, UL489 | http://datasheet.lovatoelectric.com/Miniature_and_residual_circuit_breakers/POL/P1MBUH2PD12.pdf | INTRERUPATOR MODULAR, 2P - 10kA, 2 MODULE, CURBA D, 12A | http://datasheet.lovatoelectric.com/Miniature_and_residual_circuit_breakers/RON/P1MBUH2PD12.pdf
P1MBUH2PD13 | P1MBUH2PD05.jpg | http://datasheet.lovatoelectric.com/Miniature_and_residual_circuit_breakers/products_images/P1MBUH2PD05.jpg | Miniature circuit breaker, 2P - 10kA. 2 modules, characteristic D, 13A | http://datasheet.lovatoelectric.com/Miniature_and_residual_circuit_breakers/ENG/P1MBUH2PD13.pdf | Interruttore magnetotermico, 2P - 10kA. 2 moduli, caratteristica D, 13A | http://datasheet.lovatoelectric.com/Miniature_and_residual_circuit_breakers/ITA/P1MBUH2PD13.pdf | Wyłącznik nadprądowy, 2P, charakterystyka D, 13A, 480Y/277V, 10kA, UL489 | http://datasheet.lovatoelectric.com/Miniature_and_residual_circuit_breakers/POL/P1MBUH2PD13.pdf | INTRERUPATOR MODULAR, 2P - 10kA, 2 MODULE, CURBA D, 13A | http://datasheet.lovatoelectric.com/Miniature_and_residual_circuit_breakers/RON/P1MBUH2PD13.pdf
P1MBUH2PD15 | P1MBUH2PD05.jpg | http://datasheet.lovatoelectric.com/Miniature_and_residual_circuit_breakers/products_images/P1MBUH2PD05.jpg | Miniature circuit breaker, 2P - 10kA. 2 modules, characteristic D, 15A | http://datasheet.lovatoelectric.com/Miniature_and_residual_circuit_breakers/ENG/P1MBUH2PD15.pdf | Interruttore magnetotermico, 2P - 10kA. 2 moduli, caratteristica D, 15A | http://datasheet.lovatoelectric.com/Miniature_and_residual_circuit_breakers/ITA/P1MBUH2PD15.pdf | Wyłącznik nadprądowy, 2P, charakterystyka D, 15A, 480Y/277V, 10kA, UL489 | http://datasheet.lovatoelectric.com/Miniature_and_residual_circuit_breakers/POL/P1MBUH2PD15.pdf | INTRERUPATOR MODULAR, 2P - 10kA, 2 MODULE, CURBA D, 15A | http://datasheet.lovatoelectric.com/Miniature_and_residual_circuit_breakers/RON/P1MBUH2PD15.pdf
P1MBUH2PD16 | P1MBUH2PD05.jpg | http://datasheet.lovatoelectric.com/Miniature_and_residual_circuit_breakers/products_images/P1MBUH2PD05.jpg | Miniature circuit breaker, 2P - 10kA. 2 modules, characteristic D, 16A | http://datasheet.lovatoelectric.com/Miniature_and_residual_circuit_breakers/ENG/P1MBUH2PD16.pdf | Interruttore magnetotermico, 2P - 10kA. 2 moduli, caratteristica D, 16A | http://datasheet.lovatoelectric.com/Miniature_and_residual_circuit_breakers/ITA/P1MBUH2PD16.pdf | Wyłącznik nadprądowy, 2P, charakterystyka D, 16A, 480Y/277V, 10kA, UL489 | http://datasheet.lovatoelectric.com/Miniature_and_residual_circuit_breakers/POL/P1MBUH2PD16.pdf | INTRERUPATOR MODULAR, 2P - 10kA, 2 MODULE, CURBA D, 16A | http://datasheet.lovatoelectric.com/Miniature_and_residual_circuit_breakers/RON/P1MBUH2PD16.pdf
P1MBUH2PD20 | P1MBUH2PD05.jpg | http://datasheet.lovatoelectric.com/Miniature_and_residual_circuit_breakers/products_images/P1MBUH2PD05.jpg | Miniature circuit breaker, 2P - 10kA. 2 modules, characteristic D, 20A | http://datasheet.lovatoelectric.com/Miniature_and_residual_circuit_breakers/ENG/P1MBUH2PD20.pdf | Interruttore magnetotermico, 2P - 10kA. 2 moduli, caratteristica D, 20A | http://datasheet.lovatoelectric.com/Miniature_and_residual_circuit_breakers/ITA/P1MBUH2PD20.pdf | Wyłącznik nadprądowy, 2P, charakterystyka D, 20A, 480Y/277V, 10kA, UL489 | http://datasheet.lovatoelectric.com/Miniature_and_residual_circuit_breakers/POL/P1MBUH2PD20.pdf | INTRERUPATOR MODULAR, 2P - 10kA, 2 MODULE, CURBA D, 20A | http://datasheet.lovatoelectric.com/Miniature_and_residual_circuit_breakers/RON/P1MBUH2PD20.pdf
P1MBUH2PD25 | P1MBUH2PD05.jpg | http://datasheet.lovatoelectric.com/Miniature_and_residual_circuit_breakers/products_images/P1MBUH2PD05.jpg | Miniature circuit breaker, 2P - 10kA. 2 modules, characteristic D, 25A | http://datasheet.lovatoelectric.com/Miniature_and_residual_circuit_breakers/ENG/P1MBUH2PD25.pdf | Interruttore magnetotermico, 2P - 10kA. 2 moduli, caratteristica D, 25A | http://datasheet.lovatoelectric.com/Miniature_and_residual_circuit_breakers/ITA/P1MBUH2PD25.pdf | Wyłącznik nadprądowy, 2P, charakterystyka D, 25A, 480Y/277V, 10kA, UL489 | http://datasheet.lovatoelectric.com/Miniature_and_residual_circuit_breakers/POL/P1MBUH2PD25.pdf | INTRERUPATOR MODULAR, 2P - 10kA, 2 MODULE, CURBA D, 25A | http://datasheet.lovatoelectric.com/Miniature_and_residual_circuit_breakers/RON/P1MBUH2PD25.pdf
P1MBUH2PD30 | P1MBUH2PD30.jpg | http://datasheet.lovatoelectric.com/Miniature_and_residual_circuit_breakers/products_images/P1MBUH2PD30.jpg | Miniature circuit breaker, 2P - 10kA. 2 modules, characteristic D, 30A | http://datasheet.lovatoelectric.com/Miniature_and_residual_circuit_breakers/ENG/P1MBUH2PD30.pdf | Interruttore magnetotermico, 2P - 10kA. 2 moduli, caratteristica D, 30A | http://datasheet.lovatoelectric.com/Miniature_and_residual_circuit_breakers/ITA/P1MBUH2PD30.pdf | Wyłącznik nadprądowy, 2P, charakterystyka D, 30A, 480Y/277V, 10kA, UL489 | http://datasheet.lovatoelectric.com/Miniature_and_residual_circuit_breakers/POL/P1MBUH2PD30.pdf | INTRERUPATOR MODULAR, 2P - 10kA, 2 MODULE, CURBA D, 30A | http://datasheet.lovatoelectric.com/Miniature_and_residual_circuit_breakers/RON/P1MBUH2PD30.pdf
P1MBUH2PD32 | P1MBUH2PD05.jpg | http://datasheet.lovatoelectric.com/Miniature_and_residual_circuit_breakers/products_images/P1MBUH2PD05.jpg | Miniature circuit breaker, 2P - 10kA. 2 modules, characteristic D, 32A | http://datasheet.lovatoelectric.com/Miniature_and_residual_circuit_breakers/ENG/P1MBUH2PD32.pdf | Interruttore magnetotermico, 2P - 10kA. 2 moduli, caratteristica D, 32A | http://datasheet.lovatoelectric.com/Miniature_and_residual_circuit_breakers/ITA/P1MBUH2PD32.pdf | Wyłącznik nadprądowy, 2P, charakterystyka D, 32A, 480Y/277V, 10kA, UL489 | http://datasheet.lovatoelectric.com/Miniature_and_residual_circuit_breakers/POL/P1MBUH2PD32.pdf | INTRERUPATOR MODULAR, 2P - 10kA, 2 MODULE, CURBA D, 32A | http://datasheet.lovatoelectric.com/Miniature_and_residual_circuit_breakers/RON/P1MBUH2PD32.pdf
P1MBUH3PC01 | P1MBUH3PC03.jpg | http://datasheet.lovatoelectric.com/Miniature_and_residual_circuit_breakers/products_images/P1MBUH3PC03.jpg | Miniature circuit breaker, 3P - 10kA. 3 modules, characteristic C, 1A | http://datasheet.lovatoelectric.com/Miniature_and_residual_circuit_breakers/ENG/P1MBUH3PC01.pdf | Interruttore magnetotermico, 3P - 10kA. 3 moduli, caratteristica C, 1A | http://datasheet.lovatoelectric.com/Miniature_and_residual_circuit_breakers/ITA/P1MBUH3PC01.pdf | Wyłącznik nadprądowy, 3P, charakterystyka C, 1A, 480Y/277V, 10kA, UL489 | http://datasheet.lovatoelectric.com/Miniature_and_residual_circuit_breakers/POL/P1MBUH3PC01.pdf | INTRERUPATOR MODULAR, 3P - 10kA, 3 MODULE, CURBA C, 1A | http://datasheet.lovatoelectric.com/Miniature_and_residual_circuit_breakers/RON/P1MBUH3PC01.pdf
P1MBUH3PC01V6 | P1MBUH3PC03.jpg | http://datasheet.lovatoelectric.com/Miniature_and_residual_circuit_breakers/products_images/P1MBUH3PC03.jpg | Miniature circuit breaker, 3P - 10kA. 3 modules, characteristic C, 1.6A | http://datasheet.lovatoelectric.com/Miniature_and_residual_circuit_breakers/ENG/P1MBUH3PC01V6.pdf | Interruttore magnetotermico, 3P - 10kA. 3 moduli, caratteristica C, 1,6A | http://datasheet.lovatoelectric.com/Miniature_and_residual_circuit_breakers/ITA/P1MBUH3PC01V6.pdf | Wyłącznik nadprądowy, 3P, charakterystyka C, 1.6A, 480Y/277V, 10kA, UL489 | http://datasheet.lovatoelectric.com/Miniature_and_residual_circuit_breakers/POL/P1MBUH3PC01V6.pdf | INTRERUPATOR MODULAR, 3P - 10kA, 3 MODULE, CURBA C, 1.6A | http://datasheet.lovatoelectric.com/Miniature_and_residual_circuit_breakers/RON/P1MBUH3PC01V6.pdf
P1MBUH3PC02 | P1MBUH3PC03.jpg | http://datasheet.lovatoelectric.com/Miniature_and_residual_circuit_breakers/products_images/P1MBUH3PC03.jpg | Miniature circuit breaker, 3P - 10kA. 3 modules, characteristic C, 2A | http://datasheet.lovatoelectric.com/Miniature_and_residual_circuit_breakers/ENG/P1MBUH3PC02.pdf | Interruttore magnetotermico, 3P - 10kA. 3 moduli, caratteristica C, 2A | http://datasheet.lovatoelectric.com/Miniature_and_residual_circuit_breakers/ITA/P1MBUH3PC02.pdf | Wyłącznik nadprądowy, 3P, charakterystyka C, 2A, 480Y/277V, 10kA, UL489 | http://datasheet.lovatoelectric.com/Miniature_and_residual_circuit_breakers/POL/P1MBUH3PC02.pdf | INTRERUPATOR MODULAR, 3P - 10kA, 3 MODULE, CURBA C, 2A | http://datasheet.lovatoelectric.com/Miniature_and_residual_circuit_breakers/RON/P1MBUH3PC02.pdf
P1MBUH3PC03 | P1MBUH3PC03.jpg | http://datasheet.lovatoelectric.com/Miniature_and_residual_circuit_breakers/products_images/P1MBUH3PC03.jpg | Miniature circuit breaker, 3P - 10kA. 3 modules, characteristic C, 3A | http://datasheet.lovatoelectric.com/Miniature_and_residual_circuit_breakers/ENG/P1MBUH3PC03.pdf | Interruttore magnetotermico, 3P - 10kA. 3 moduli, caratteristica C, 3A | http://datasheet.lovatoelectric.com/Miniature_and_residual_circuit_breakers/ITA/P1MBUH3PC03.pdf | Wyłącznik nadprądowy, 3P, charakterystyka C, 3A, 480Y/277V, 10kA, UL489 | http://datasheet.lovatoelectric.com/Miniature_and_residual_circuit_breakers/POL/P1MBUH3PC03.pdf | INTRERUPATOR MODULAR, 3P - 10kA, 3 MODULE, CURBA C, 3A | http://datasheet.lovatoelectric.com/Miniature_and_residual_circuit_breakers/RON/P1MBUH3PC03.pdf
P1MBUH3PC04 | P1MBUH3PC03.jpg | http://datasheet.lovatoelectric.com/Miniature_and_residual_circuit_breakers/products_images/P1MBUH3PC03.jpg | Miniature circuit breaker, 3P - 10kA. 3 modules, characteristic C, 4A | http://datasheet.lovatoelectric.com/Miniature_and_residual_circuit_breakers/ENG/P1MBUH3PC04.pdf | Interruttore magnetotermico, 3P - 10kA. 3 moduli, caratteristica C, 4A | http://datasheet.lovatoelectric.com/Miniature_and_residual_circuit_breakers/ITA/P1MBUH3PC04.pdf | Wyłącznik nadprądowy, 3P, charakterystyka C, 4A, 480Y/277V, 10kA, UL489 | http://datasheet.lovatoelectric.com/Miniature_and_residual_circuit_breakers/POL/P1MBUH3PC04.pdf | INTRERUPATOR MODULAR, 3P - 10kA, 3 MODULE, CURBA C, 4A | http://datasheet.lovatoelectric.com/Miniature_and_residual_circuit_breakers/RON/P1MBUH3PC04.pdf
P1MBUH3PC05 | P1MBUH3PC03.jpg | http://datasheet.lovatoelectric.com/Miniature_and_residual_circuit_breakers/products_images/P1MBUH3PC03.jpg | Miniature circuit breaker, 3P - 10kA. 3 modules, characteristic C, 5A | http://datasheet.lovatoelectric.com/Miniature_and_residual_circuit_breakers/ENG/P1MBUH3PC05.pdf | Interruttore magnetotermico, 3P - 10kA. 3 moduli, caratteristica C, 5A | http://datasheet.lovatoelectric.com/Miniature_and_residual_circuit_breakers/ITA/P1MBUH3PC05.pdf | Wyłącznik nadprądowy, 3P, charakterystyka C, 5A, 480Y/277V, 10kA, UL489 | http://datasheet.lovatoelectric.com/Miniature_and_residual_circuit_breakers/POL/P1MBUH3PC05.pdf | INTRERUPATOR MODULAR, 3P - 10kA, 3 MODULE, CURBA C, 5A | http://datasheet.lovatoelectric.com/Miniature_and_residual_circuit_breakers/RON/P1MBUH3PC05.pdf
P1MBUH3PC06 | P1MBUH3PC03.jpg | http://datasheet.lovatoelectric.com/Miniature_and_residual_circuit_breakers/products_images/P1MBUH3PC03.jpg | Miniature circuit breaker, 3P - 10kA. 3 modules, characteristic C, 6A | http://datasheet.lovatoelectric.com/Miniature_and_residual_circuit_breakers/ENG/P1MBUH3PC06.pdf | Interruttore magnetotermico, 3P - 10kA. 3 moduli, caratteristica C, 6A | http://datasheet.lovatoelectric.com/Miniature_and_residual_circuit_breakers/ITA/P1MBUH3PC06.pdf | Wyłącznik nadprądowy, 3P, charakterystyka C, 6A, 480Y/277V, 10kA, UL489 | http://datasheet.lovatoelectric.com/Miniature_and_residual_circuit_breakers/POL/P1MBUH3PC06.pdf | INTRERUPATOR MODULAR, 3P - 10kA, 3 MODULE, CURBA C, 6A | http://datasheet.lovatoelectric.com/Miniature_and_residual_circuit_breakers/RON/P1MBUH3PC06.pdf
P1MBUH3PC07 | P1MBUH3PC03.jpg | http://datasheet.lovatoelectric.com/Miniature_and_residual_circuit_breakers/products_images/P1MBUH3PC03.jpg | Miniature circuit breaker, 3P - 10kA. 3 modules, characteristic C, 7A | http://datasheet.lovatoelectric.com/Miniature_and_residual_circuit_breakers/ENG/P1MBUH3PC07.pdf | Interruttore magnetotermico, 3P - 10kA. 3 moduli, caratteristica C, 7A | http://datasheet.lovatoelectric.com/Miniature_and_residual_circuit_breakers/ITA/P1MBUH3PC07.pdf | Wyłącznik nadprądowy, 3P, charakterystyka C, 7A, 480Y/277V, 10kA, UL489 | http://datasheet.lovatoelectric.com/Miniature_and_residual_circuit_breakers/POL/P1MBUH3PC07.pdf | INTRERUPATOR MODULAR, 3P - 10kA, 3 MODULE, CURBA C, 7A | http://datasheet.lovatoelectric.com/Miniature_and_residual_circuit_breakers/RON/P1MBUH3PC07.pdf
P1MBUH3PC08 | P1MBUH3PC03.jpg | http://datasheet.lovatoelectric.com/Miniature_and_residual_circuit_breakers/products_images/P1MBUH3PC03.jpg | Miniature circuit breaker, 3P - 10kA. 3 modules, characteristic C, 8A | http://datasheet.lovatoelectric.com/Miniature_and_residual_circuit_breakers/ENG/P1MBUH3PC08.pdf | Interruttore magnetotermico, 3P - 10kA. 3 moduli, caratteristica C, 8A | http://datasheet.lovatoelectric.com/Miniature_and_residual_circuit_breakers/ITA/P1MBUH3PC08.pdf | Wyłącznik nadprądowy, 3P, charakterystyka C, 8A, 480Y/277V, 10kA, UL489 | http://datasheet.lovatoelectric.com/Miniature_and_residual_circuit_breakers/POL/P1MBUH3PC08.pdf | INTRERUPATOR MODULAR, 3P - 10kA, 3 MODULE, CURBA C, 8A | http://datasheet.lovatoelectric.com/Miniature_and_residual_circuit_breakers/RON/P1MBUH3PC08.pdf
P1MBUH3PC10 | P1MBUH3PC03.jpg | http://datasheet.lovatoelectric.com/Miniature_and_residual_circuit_breakers/products_images/P1MBUH3PC03.jpg | Miniature circuit breaker, 3P - 10kA. 3 modules, characteristic C, 10A | http://datasheet.lovatoelectric.com/Miniature_and_residual_circuit_breakers/ENG/P1MBUH3PC10.pdf | Interruttore magnetotermico, 3P - 10kA. 3 moduli, caratteristica C, 10A | http://datasheet.lovatoelectric.com/Miniature_and_residual_circuit_breakers/ITA/P1MBUH3PC10.pdf | Wyłącznik nadprądowy, 3P, charakterystyka C, 10A, 480Y/277V, 10kA, UL489 | http://datasheet.lovatoelectric.com/Miniature_and_residual_circuit_breakers/POL/P1MBUH3PC10.pdf | INTRERUPATOR MODULAR, 3P - 10kA, 3 MODULE, CURBA C, 10A | http://datasheet.lovatoelectric.com/Miniature_and_residual_circuit_breakers/RON/P1MBUH3PC10.pdf
P1MBUH3PC12 | P1MBUH3PC03.jpg | http://datasheet.lovatoelectric.com/Miniature_and_residual_circuit_breakers/products_images/P1MBUH3PC03.jpg | Miniature circuit breaker, 3P - 10kA. 3 modules, characteristic C, 12A | http://datasheet.lovatoelectric.com/Miniature_and_residual_circuit_breakers/ENG/P1MBUH3PC12.pdf | Interruttore magnetotermico, 3P - 10kA. 3 moduli, caratteristica C, 12A | http://datasheet.lovatoelectric.com/Miniature_and_residual_circuit_breakers/ITA/P1MBUH3PC12.pdf | Wyłącznik nadprądowy, 3P, charakterystyka C, 12A, 480Y/277V, 10kA, UL489 | http://datasheet.lovatoelectric.com/Miniature_and_residual_circuit_breakers/POL/P1MBUH3PC12.pdf | INTRERUPATOR MODULAR, 3P - 10kA, 3 MODULE, CURBA C, 12A | http://datasheet.lovatoelectric.com/Miniature_and_residual_circuit_breakers/RON/P1MBUH3PC12.pdf
P1MBUH3PC13 | P1MBUH3PC03.jpg | http://datasheet.lovatoelectric.com/Miniature_and_residual_circuit_breakers/products_images/P1MBUH3PC03.jpg | Miniature circuit breaker, 3P - 10kA. 3 modules, characteristic C, 13A | http://datasheet.lovatoelectric.com/Miniature_and_residual_circuit_breakers/ENG/P1MBUH3PC13.pdf | Interruttore magnetotermico, 3P - 10kA. 3 moduli, caratteristica C, 13A | http://datasheet.lovatoelectric.com/Miniature_and_residual_circuit_breakers/ITA/P1MBUH3PC13.pdf | Wyłącznik nadprądowy, 3P, charakterystyka C, 13A, 480Y/277V, 10kA, UL489 | http://datasheet.lovatoelectric.com/Miniature_and_residual_circuit_breakers/POL/P1MBUH3PC13.pdf | INTRERUPATOR MODULAR, 3P - 10kA, 3 MODULE, CURBA C, 13A | http://datasheet.lovatoelectric.com/Miniature_and_residual_circuit_breakers/RON/P1MBUH3PC13.pdf
P1MBUH3PC15 | P1MBUH3PC03.jpg | http://datasheet.lovatoelectric.com/Miniature_and_residual_circuit_breakers/products_images/P1MBUH3PC03.jpg | Miniature circuit breaker, 3P - 10kA. 3 modules, characteristic C, 15A | http://datasheet.lovatoelectric.com/Miniature_and_residual_circuit_breakers/ENG/P1MBUH3PC15.pdf | Interruttore magnetotermico, 3P - 10kA. 3 moduli, caratteristica C, 15A | http://datasheet.lovatoelectric.com/Miniature_and_residual_circuit_breakers/ITA/P1MBUH3PC15.pdf | Wyłącznik nadprądowy, 3P, charakterystyka C, 15A, 480Y/277V, 10kA, UL489 | http://datasheet.lovatoelectric.com/Miniature_and_residual_circuit_breakers/POL/P1MBUH3PC15.pdf | INTRERUPATOR MODULAR, 3P - 10kA, 3 MODULE, CURBA C, 15A | http://datasheet.lovatoelectric.com/Miniature_and_residual_circuit_breakers/RON/P1MBUH3PC15.pdf
P1MBUH3PC16 | P1MBUH3PC03.jpg | http://datasheet.lovatoelectric.com/Miniature_and_residual_circuit_breakers/products_images/P1MBUH3PC03.jpg | Miniature circuit breaker, 3P - 10kA. 3 modules, characteristic C, 16A | http://datasheet.lovatoelectric.com/Miniature_and_residual_circuit_breakers/ENG/P1MBUH3PC16.pdf | Interruttore magnetotermico, 3P - 10kA. 3 moduli, caratteristica C, 16A | http://datasheet.lovatoelectric.com/Miniature_and_residual_circuit_breakers/ITA/P1MBUH3PC16.pdf | Wyłącznik nadprądowy, 3P, charakterystyka C, 16A, 480Y/277V, 10kA, UL489 | http://datasheet.lovatoelectric.com/Miniature_and_residual_circuit_breakers/POL/P1MBUH3PC16.pdf | INTRERUPATOR MODULAR, 3P - 10kA, 3 MODULE, CURBA C, 16A | http://datasheet.lovatoelectric.com/Miniature_and_residual_circuit_breakers/RON/P1MBUH3PC16.pdf
P1MBUH3PC20 | P1MBUH3PC03.jpg | http://datasheet.lovatoelectric.com/Miniature_and_residual_circuit_breakers/products_images/P1MBUH3PC03.jpg | Miniature circuit breaker, 3P - 10kA. 3 modules, characteristic C, 20A | http://datasheet.lovatoelectric.com/Miniature_and_residual_circuit_breakers/ENG/P1MBUH3PC20.pdf | Interruttore magnetotermico, 3P - 10kA. 3 moduli, caratteristica C, 20A | http://datasheet.lovatoelectric.com/Miniature_and_residual_circuit_breakers/ITA/P1MBUH3PC20.pdf | Wyłącznik nadprądowy, 3P, charakterystyka C, 20A, 480Y/277V, 10kA, UL489 | http://datasheet.lovatoelectric.com/Miniature_and_residual_circuit_breakers/POL/P1MBUH3PC20.pdf | INTRERUPATOR MODULAR, 3P - 10kA, 3 MODULE, CURBA C, 20A | http://datasheet.lovatoelectric.com/Miniature_and_residual_circuit_breakers/RON/P1MBUH3PC20.pdf
P1MBUH3PC25 | P1MBUH3PC03.jpg | http://datasheet.lovatoelectric.com/Miniature_and_residual_circuit_breakers/products_images/P1MBUH3PC03.jpg | Miniature circuit breaker, 3P - 10kA. 3 modules, characteristic C, 25A | http://datasheet.lovatoelectric.com/Miniature_and_residual_circuit_breakers/ENG/P1MBUH3PC25.pdf | Interruttore magnetotermico, 3P - 10kA. 3 moduli, caratteristica C, 25A | http://datasheet.lovatoelectric.com/Miniature_and_residual_circuit_breakers/ITA/P1MBUH3PC25.pdf | Wyłącznik nadprądowy, 3P, charakterystyka C, 25A, 480Y/277V, 10kA, UL489 | http://datasheet.lovatoelectric.com/Miniature_and_residual_circuit_breakers/POL/P1MBUH3PC25.pdf | INTRERUPATOR MODULAR, 3P - 10kA, 3 MODULE, CURBA C, 25A | http://datasheet.lovatoelectric.com/Miniature_and_residual_circuit_breakers/RON/P1MBUH3PC25.pdf
P1MBUH3PC30 | P1MBUH3PC03.jpg | http://datasheet.lovatoelectric.com/Miniature_and_residual_circuit_breakers/products_images/P1MBUH3PC03.jpg | Miniature circuit breaker, 3P - 10kA. 3 modules, characteristic C, 30A | http://datasheet.lovatoelectric.com/Miniature_and_residual_circuit_breakers/ENG/P1MBUH3PC30.pdf | Interruttore magnetotermico, 3P - 10kA. 3 moduli, caratteristica C, 30A | http://datasheet.lovatoelectric.com/Miniature_and_residual_circuit_breakers/ITA/P1MBUH3PC30.pdf | Wyłącznik nadprądowy, 3P, charakterystyka C, 30A, 480Y/277V, 10kA, UL489 | http://datasheet.lovatoelectric.com/Miniature_and_residual_circuit_breakers/POL/P1MBUH3PC30.pdf | INTRERUPATOR MODULAR, 3P - 10kA, 3 MODULE, CURBA C, 30A | http://datasheet.lovatoelectric.com/Miniature_and_residual_circuit_breakers/RON/P1MBUH3PC30.pdf
P1MBUH3PC32 | P1MBUH3PC03.jpg | http://datasheet.lovatoelectric.com/Miniature_and_residual_circuit_breakers/products_images/P1MBUH3PC03.jpg | Miniature circuit breaker, 3P - 10kA. 3 modules, characteristic C, 32A | http://datasheet.lovatoelectric.com/Miniature_and_residual_circuit_breakers/ENG/P1MBUH3PC32.pdf | Interruttore magnetotermico, 3P - 10kA. 3 moduli, caratteristica C, 32A | http://datasheet.lovatoelectric.com/Miniature_and_residual_circuit_breakers/ITA/P1MBUH3PC32.pdf | Wyłącznik nadprądowy, 3P, charakterystyka C, 32A, 480Y/277V, 10kA, UL489 | http://datasheet.lovatoelectric.com/Miniature_and_residual_circuit_breakers/POL/P1MBUH3PC32.pdf | INTRERUPATOR MODULAR, 3P - 10kA, 3 MODULE, CURBA C, 32A | http://datasheet.lovatoelectric.com/Miniature_and_residual_circuit_breakers/RON/P1MBUH3PC32.pdf
P1MBUH3PD01 | P1MBUH3PD03.jpg | http://datasheet.lovatoelectric.com/Miniature_and_residual_circuit_breakers/products_images/P1MBUH3PD03.jpg | Miniature circuit breaker, 3P - 10kA. 3 modules, characteristic D, 1A | http://datasheet.lovatoelectric.com/Miniature_and_residual_circuit_breakers/ENG/P1MBUH3PD01.pdf | Interruttore magnetotermico, 3P - 10kA. 3 moduli, caratteristica D, 1A | http://datasheet.lovatoelectric.com/Miniature_and_residual_circuit_breakers/ITA/P1MBUH3PD01.pdf | Wyłącznik nadprądowy, 3P, charakterystyka D, 1A, 480Y/277V, 10kA, UL489 | http://datasheet.lovatoelectric.com/Miniature_and_residual_circuit_breakers/POL/P1MBUH3PD01.pdf | INTRERUPATOR MODULAR, 3P - 10kA, 3 MODULE, CURBA D, 1A | http://datasheet.lovatoelectric.com/Miniature_and_residual_circuit_breakers/RON/P1MBUH3PD01.pdf
P1MBUH3PD01V6 | P1MBUH3PD03.jpg | http://datasheet.lovatoelectric.com/Miniature_and_residual_circuit_breakers/products_images/P1MBUH3PD03.jpg | Miniature circuit breaker, 3P - 10kA. 3 modules, characteristic D, 1.6A | http://datasheet.lovatoelectric.com/Miniature_and_residual_circuit_breakers/ENG/P1MBUH3PD01V6.pdf | Interruttore magnetotermico, 3P - 10kA. 3 moduli, caratteristica D, 1,6A | http://datasheet.lovatoelectric.com/Miniature_and_residual_circuit_breakers/ITA/P1MBUH3PD01V6.pdf | Wyłącznik nadprądowy, 3P, charakterystyka D, 1.6A, 480Y/277V, 10kA, UL489 | http://datasheet.lovatoelectric.com/Miniature_and_residual_circuit_breakers/POL/P1MBUH3PD01V6.pdf | INTRERUPATOR MODULAR, 3P - 10kA, 3 MODULE, CURBA D, 1.6A | http://datasheet.lovatoelectric.com/Miniature_and_residual_circuit_breakers/RON/P1MBUH3PD01V6.pdf
P1MBUH3PD02 | P1MBUH3PD03.jpg | http://datasheet.lovatoelectric.com/Miniature_and_residual_circuit_breakers/products_images/P1MBUH3PD03.jpg | Miniature circuit breaker, 3P - 10kA. 3 modules, characteristic D, 2A | http://datasheet.lovatoelectric.com/Miniature_and_residual_circuit_breakers/ENG/P1MBUH3PD02.pdf | Interruttore magnetotermico, 3P - 10kA. 3 moduli, caratteristica D, 2A | http://datasheet.lovatoelectric.com/Miniature_and_residual_circuit_breakers/ITA/P1MBUH3PD02.pdf | Wyłącznik nadprądowy, 3P, charakterystyka D, 2A, 480Y/277V, 10kA, UL489 | http://datasheet.lovatoelectric.com/Miniature_and_residual_circuit_breakers/POL/P1MBUH3PD02.pdf | INTRERUPATOR MODULAR, 3P - 10kA, 3 MODULE, CURBA D, 2A | http://datasheet.lovatoelectric.com/Miniature_and_residual_circuit_breakers/RON/P1MBUH3PD02.pdf
P1MBUH3PD03 | P1MBUH3PD03.jpg | http://datasheet.lovatoelectric.com/Miniature_and_residual_circuit_breakers/products_images/P1MBUH3PD03.jpg | Miniature circuit breaker, 3P - 10kA. 3 modules, characteristic D, 3A | http://datasheet.lovatoelectric.com/Miniature_and_residual_circuit_breakers/ENG/P1MBUH3PD03.pdf | Interruttore magnetotermico, 3P - 10kA. 3 moduli, caratteristica D, 3A | http://datasheet.lovatoelectric.com/Miniature_and_residual_circuit_breakers/ITA/P1MBUH3PD03.pdf | Wyłącznik nadprądowy, 3P, charakterystyka D, 3A, 480Y/277V, 10kA, UL489 | http://datasheet.lovatoelectric.com/Miniature_and_residual_circuit_breakers/POL/P1MBUH3PD03.pdf | INTRERUPATOR MODULAR, 3P - 10kA, 3 MODULE, CURBA D, 3A | http://datasheet.lovatoelectric.com/Miniature_and_residual_circuit_breakers/RON/P1MBUH3PD03.pdf
P1MBUH3PD04 | P1MBUH3PD03.jpg | http://datasheet.lovatoelectric.com/Miniature_and_residual_circuit_breakers/products_images/P1MBUH3PD03.jpg | Miniature circuit breaker, 3P - 10kA. 3 modules, characteristic D, 4A | http://datasheet.lovatoelectric.com/Miniature_and_residual_circuit_breakers/ENG/P1MBUH3PD04.pdf | Interruttore magnetotermico, 3P - 10kA. 3 moduli, caratteristica D, 4A | http://datasheet.lovatoelectric.com/Miniature_and_residual_circuit_breakers/ITA/P1MBUH3PD04.pdf | Wyłącznik nadprądowy, 3P, charakterystyka D, 4A, 480Y/277V, 10kA, UL489 | http://datasheet.lovatoelectric.com/Miniature_and_residual_circuit_breakers/POL/P1MBUH3PD04.pdf | INTRERUPATOR MODULAR, 3P - 10kA, 3 MODULE, CURBA D, 4A | http://datasheet.lovatoelectric.com/Miniature_and_residual_circuit_breakers/RON/P1MBUH3PD04.pdf
P1MBUH3PD05 | P1MBUH3PD03.jpg | http://datasheet.lovatoelectric.com/Miniature_and_residual_circuit_breakers/products_images/P1MBUH3PD03.jpg | Miniature circuit breaker, 3P - 10kA. 3 modules, characteristic D, 5A | http://datasheet.lovatoelectric.com/Miniature_and_residual_circuit_breakers/ENG/P1MBUH3PD05.pdf | Interruttore magnetotermico, 3P - 10kA. 3 moduli, caratteristica D, 5A | http://datasheet.lovatoelectric.com/Miniature_and_residual_circuit_breakers/ITA/P1MBUH3PD05.pdf | Wyłącznik nadprądowy, 3P, charakterystyka D, 5A, 480Y/277V, 10kA, UL489 | http://datasheet.lovatoelectric.com/Miniature_and_residual_circuit_breakers/POL/P1MBUH3PD05.pdf | INTRERUPATOR MODULAR, 3P - 10kA, 3 MODULE, CURBA D, 5A | http://datasheet.lovatoelectric.com/Miniature_and_residual_circuit_breakers/RON/P1MBUH3PD05.pdf
P1MBUH3PD06 | P1MBUH3PD03.jpg | http://datasheet.lovatoelectric.com/Miniature_and_residual_circuit_breakers/products_images/P1MBUH3PD03.jpg | Miniature circuit breaker, 3P - 10kA. 3 modules, characteristic D, 6A | http://datasheet.lovatoelectric.com/Miniature_and_residual_circuit_breakers/ENG/P1MBUH3PD06.pdf | Interruttore magnetotermico, 3P - 10kA. 3 moduli, caratteristica D, 6A | http://datasheet.lovatoelectric.com/Miniature_and_residual_circuit_breakers/ITA/P1MBUH3PD06.pdf | Wyłącznik nadprądowy, 3P, charakterystyka D, 6A, 480Y/277V, 10kA, UL489 | http://datasheet.lovatoelectric.com/Miniature_and_residual_circuit_breakers/POL/P1MBUH3PD06.pdf | INTRERUPATOR MODULAR, 3P - 10kA, 3 MODULE, CURBA D, 6A | http://datasheet.lovatoelectric.com/Miniature_and_residual_circuit_breakers/RON/P1MBUH3PD06.pdf
P1MBUH3PD07 | P1MBUH3PD03.jpg | http://datasheet.lovatoelectric.com/Miniature_and_residual_circuit_breakers/products_images/P1MBUH3PD03.jpg | Miniature circuit breaker, 3P - 10kA. 3 modules, characteristic D, 7A | http://datasheet.lovatoelectric.com/Miniature_and_residual_circuit_breakers/ENG/P1MBUH3PD07.pdf | Interruttore magnetotermico, 3P - 10kA. 3 moduli, caratteristica D, 7A | http://datasheet.lovatoelectric.com/Miniature_and_residual_circuit_breakers/ITA/P1MBUH3PD07.pdf | Wyłącznik nadprądowy, 3P, charakterystyka D, 7A, 480Y/277V, 10kA, UL489 | http://datasheet.lovatoelectric.com/Miniature_and_residual_circuit_breakers/POL/P1MBUH3PD07.pdf | INTRERUPATOR MODULAR, 3P - 10kA, 3 MODULE, CURBA D, 7A | http://datasheet.lovatoelectric.com/Miniature_and_residual_circuit_breakers/RON/P1MBUH3PD07.pdf
P1MBUH3PD08 | P1MBUH3PD03.jpg | http://datasheet.lovatoelectric.com/Miniature_and_residual_circuit_breakers/products_images/P1MBUH3PD03.jpg | Miniature circuit breaker, 3P - 10kA. 3 modules, characteristic D, 8A | http://datasheet.lovatoelectric.com/Miniature_and_residual_circuit_breakers/ENG/P1MBUH3PD08.pdf | Interruttore magnetotermico, 3P - 10kA. 3 moduli, caratteristica D, 8A | http://datasheet.lovatoelectric.com/Miniature_and_residual_circuit_breakers/ITA/P1MBUH3PD08.pdf | Wyłącznik nadprądowy, 3P, charakterystyka D, 8A, 480Y/277V, 10kA, UL489 | http://datasheet.lovatoelectric.com/Miniature_and_residual_circuit_breakers/POL/P1MBUH3PD08.pdf | INTRERUPATOR MODULAR, 3P - 10kA, 3 MODULE, CURBA D, 8A | http://datasheet.lovatoelectric.com/Miniature_and_residual_circuit_breakers/RON/P1MBUH3PD08.pdf
P1MBUH3PD10 | P1MBUH3PD03.jpg | http://datasheet.lovatoelectric.com/Miniature_and_residual_circuit_breakers/products_images/P1MBUH3PD03.jpg | Miniature circuit breaker, 3P - 10kA. 3 modules, characteristic D, 10A | http://datasheet.lovatoelectric.com/Miniature_and_residual_circuit_breakers/ENG/P1MBUH3PD10.pdf | Interruttore magnetotermico, 3P - 10kA. 3 moduli, caratteristica D, 10A | http://datasheet.lovatoelectric.com/Miniature_and_residual_circuit_breakers/ITA/P1MBUH3PD10.pdf | Wyłącznik nadprądowy, 3P, charakterystyka D, 10A, 480Y/277V, 10kA, UL489 | http://datasheet.lovatoelectric.com/Miniature_and_residual_circuit_breakers/POL/P1MBUH3PD10.pdf | INTRERUPATOR MODULAR, 3P - 10kA, 3 MODULE, CURBA D, 10A | http://datasheet.lovatoelectric.com/Miniature_and_residual_circuit_breakers/RON/P1MBUH3PD10.pdf
P1MBUH3PD12 | P1MBUH3PD03.jpg | http://datasheet.lovatoelectric.com/Miniature_and_residual_circuit_breakers/products_images/P1MBUH3PD03.jpg | Miniature circuit breaker, 3P - 10kA. 3 modules, characteristic D, 12A | http://datasheet.lovatoelectric.com/Miniature_and_residual_circuit_breakers/ENG/P1MBUH3PD12.pdf | Interruttore magnetotermico, 3P - 10kA. 3 moduli, caratteristica D, 12A | http://datasheet.lovatoelectric.com/Miniature_and_residual_circuit_breakers/ITA/P1MBUH3PD12.pdf | Wyłącznik nadprądowy, 3P, charakterystyka D, 12A, 480Y/277V, 10kA, UL489 | http://datasheet.lovatoelectric.com/Miniature_and_residual_circuit_breakers/POL/P1MBUH3PD12.pdf | INTRERUPATOR MODULAR, 3P - 10kA, 3 MODULE, CURBA D, 12A | http://datasheet.lovatoelectric.com/Miniature_and_residual_circuit_breakers/RON/P1MBUH3PD12.pdf
P1MBUH3PD13 | P1MBUH3PD03.jpg | http://datasheet.lovatoelectric.com/Miniature_and_residual_circuit_breakers/products_images/P1MBUH3PD03.jpg | Miniature circuit breaker, 3P - 10kA. 3 modules, characteristic D, 13A | http://datasheet.lovatoelectric.com/Miniature_and_residual_circuit_breakers/ENG/P1MBUH3PD13.pdf | Interruttore magnetotermico, 3P - 10kA. 3 moduli, caratteristica D, 13A | http://datasheet.lovatoelectric.com/Miniature_and_residual_circuit_breakers/ITA/P1MBUH3PD13.pdf | Wyłącznik nadprądowy, 3P, charakterystyka D, 13A, 480Y/277V, 10kA, UL489 | http://datasheet.lovatoelectric.com/Miniature_and_residual_circuit_breakers/POL/P1MBUH3PD13.pdf | INTRERUPATOR MODULAR, 3P - 10kA, 3 MODULE, CURBA D, 13A | http://datasheet.lovatoelectric.com/Miniature_and_residual_circuit_breakers/RON/P1MBUH3PD13.pdf
P1MBUH3PD15 | P1MBUH3PD03.jpg | http://datasheet.lovatoelectric.com/Miniature_and_residual_circuit_breakers/products_images/P1MBUH3PD03.jpg | Miniature circuit breaker, 3P - 10kA. 3 modules, characteristic D, 15A | http://datasheet.lovatoelectric.com/Miniature_and_residual_circuit_breakers/ENG/P1MBUH3PD15.pdf | Interruttore magnetotermico, 3P - 10kA. 3 moduli, caratteristica D, 15A | http://datasheet.lovatoelectric.com/Miniature_and_residual_circuit_breakers/ITA/P1MBUH3PD15.pdf | Wyłącznik nadprądowy, 3P, charakterystyka D, 15A, 480Y/277V, 10kA, UL489 | http://datasheet.lovatoelectric.com/Miniature_and_residual_circuit_breakers/POL/P1MBUH3PD15.pdf | INTRERUPATOR MODULAR, 3P - 10kA, 3 MODULE, CURBA D, 15A | http://datasheet.lovatoelectric.com/Miniature_and_residual_circuit_breakers/RON/P1MBUH3PD15.pdf
P1MBUH3PD16 | P1MBUH3PD03.jpg | http://datasheet.lovatoelectric.com/Miniature_and_residual_circuit_breakers/products_images/P1MBUH3PD03.jpg | Miniature circuit breaker, 3P - 10kA. 3 modules, characteristic D, 16A | http://datasheet.lovatoelectric.com/Miniature_and_residual_circuit_breakers/ENG/P1MBUH3PD16.pdf | Interruttore magnetotermico, 3P - 10kA. 3 moduli, caratteristica D, 16A | http://datasheet.lovatoelectric.com/Miniature_and_residual_circuit_breakers/ITA/P1MBUH3PD16.pdf | Wyłącznik nadprądowy, 3P, charakterystyka D, 16A, 480Y/277V, 10kA, UL489 | http://datasheet.lovatoelectric.com/Miniature_and_residual_circuit_breakers/POL/P1MBUH3PD16.pdf | INTRERUPATOR MODULAR, 3P - 10kA, 3 MODULE, CURBA D, 16A | http://datasheet.lovatoelectric.com/Miniature_and_residual_circuit_breakers/RON/P1MBUH3PD16.pdf
P1MBUH3PD20 | P1MBUH3PD03.jpg | http://datasheet.lovatoelectric.com/Miniature_and_residual_circuit_breakers/products_images/P1MBUH3PD03.jpg | Miniature circuit breaker, 3P - 10kA. 3 modules, characteristic D, 20A | http://datasheet.lovatoelectric.com/Miniature_and_residual_circuit_breakers/ENG/P1MBUH3PD20.pdf | Interruttore magnetotermico, 3P - 10kA. 3 moduli, caratteristica D, 20A | http://datasheet.lovatoelectric.com/Miniature_and_residual_circuit_breakers/ITA/P1MBUH3PD20.pdf | Wyłącznik nadprądowy, 3P, charakterystyka D, 20A, 480Y/277V, 10kA, UL489 | http://datasheet.lovatoelectric.com/Miniature_and_residual_circuit_breakers/POL/P1MBUH3PD20.pdf | INTRERUPATOR MODULAR, 3P - 10kA, 3 MODULE, CURBA D, 20A | http://datasheet.lovatoelectric.com/Miniature_and_residual_circuit_breakers/RON/P1MBUH3PD20.pdf
P1MBUH3PD25 | P1MBUH3PD03.jpg | http://datasheet.lovatoelectric.com/Miniature_and_residual_circuit_breakers/products_images/P1MBUH3PD03.jpg | Miniature circuit breaker, 3P - 10kA. 3 modules, characteristic D, 25A | http://datasheet.lovatoelectric.com/Miniature_and_residual_circuit_breakers/ENG/P1MBUH3PD25.pdf | Interruttore magnetotermico, 3P - 10kA. 3 moduli, caratteristica D, 25A | http://datasheet.lovatoelectric.com/Miniature_and_residual_circuit_breakers/ITA/P1MBUH3PD25.pdf | Wyłącznik nadprądowy, 3P, charakterystyka D, 25A, 480Y/277V, 10kA, UL489 | http://datasheet.lovatoelectric.com/Miniature_and_residual_circuit_breakers/POL/P1MBUH3PD25.pdf | INTRERUPATOR MODULAR, 3P - 10kA, 3 MODULE, CURBA D, 25A | http://datasheet.lovatoelectric.com/Miniature_and_residual_circuit_breakers/RON/P1MBUH3PD25.pdf
P1MBUH3PD30 | P1MBUH3PD03.jpg | http://datasheet.lovatoelectric.com/Miniature_and_residual_circuit_breakers/products_images/P1MBUH3PD03.jpg | Miniature circuit breaker, 3P - 10kA. 3 modules, characteristic D, 30A | http://datasheet.lovatoelectric.com/Miniature_and_residual_circuit_breakers/ENG/P1MBUH3PD30.pdf | Interruttore magnetotermico, 3P - 10kA. 3 moduli, caratteristica D, 30A | http://datasheet.lovatoelectric.com/Miniature_and_residual_circuit_breakers/ITA/P1MBUH3PD30.pdf | Wyłącznik nadprądowy, 3P, charakterystyka D, 30A, 480Y/277V, 10kA, UL489 | http://datasheet.lovatoelectric.com/Miniature_and_residual_circuit_breakers/POL/P1MBUH3PD30.pdf | INTRERUPATOR MODULAR, 3P - 10kA, 3 MODULE, CURBA D, 30A | http://datasheet.lovatoelectric.com/Miniature_and_residual_circuit_breakers/RON/P1MBUH3PD30.pdf
P1MBUH3PD32 | P1MBUH3PD32.jpg | http://datasheet.lovatoelectric.com/Miniature_and_residual_circuit_breakers/products_images/P1MBUH3PD32.jpg | Miniature circuit breaker, 3P - 10kA. 3 modules, characteristic D, 32A | http://datasheet.lovatoelectric.com/Miniature_and_residual_circuit_breakers/ENG/P1MBUH3PD32.pdf | Interruttore magnetotermico, 3P - 10kA. 3 moduli, caratteristica D, 32A | http://datasheet.lovatoelectric.com/Miniature_and_residual_circuit_breakers/ITA/P1MBUH3PD32.pdf | Wyłącznik nadprądowy, 3P, charakterystyka D, 32A, 480Y/277V, 10kA, UL489 | http://datasheet.lovatoelectric.com/Miniature_and_residual_circuit_breakers/POL/P1MBUH3PD32.pdf | INTRERUPATOR MODULAR, 3P - 10kA, 3 MODULE, CURBA D, 32A | http://datasheet.lovatoelectric.com/Miniature_and_residual_circuit_breakers/RON/P1MBUH3PD32.pdf
P1MBUL1PC35 | P1MBUL1PC35.jpg | http://datasheet.lovatoelectric.com/Miniature_and_residual_circuit_breakers/products_images/P1MBUL1PC35.jpg | Miniature circuit breaker, 1P - 10kA. 1 module, characteristic C, 35A | http://datasheet.lovatoelectric.com/Miniature_and_residual_circuit_breakers/ENG/P1MBUL1PC35.pdf | Interruttore magnetotermico, 1P - 10kA. 1 modulo, caratteristica C, 35A | http://datasheet.lovatoelectric.com/Miniature_and_residual_circuit_breakers/ITA/P1MBUL1PC35.pdf | Wyłącznik nadprądowy, 1P, charakterystyka C, 35A, 120V, 10kA, UL489 | http://datasheet.lovatoelectric.com/Miniature_and_residual_circuit_breakers/POL/P1MBUL1PC35.pdf | INTRERUPATOR MODULAR, 1P - 10kA, 1 MODUL, CURBA C, 35A | http://datasheet.lovatoelectric.com/Miniature_and_residual_circuit_breakers/RON/P1MBUL1PC35.pdf
P1MBUL1PC40 | P1MBUL1PC35.jpg | http://datasheet.lovatoelectric.com/Miniature_and_residual_circuit_breakers/products_images/P1MBUL1PC35.jpg | Miniature circuit breaker, 1P - 10kA. 1 module, characteristic C, 40A | http://datasheet.lovatoelectric.com/Miniature_and_residual_circuit_breakers/ENG/P1MBUL1PC40.pdf | Interruttore magnetotermico, 1P - 10kA. 1 modulo, caratteristica C, 40A | http://datasheet.lovatoelectric.com/Miniature_and_residual_circuit_breakers/ITA/P1MBUL1PC40.pdf | Wyłącznik nadprądowy, 1P, charakterystyka C, 40A, 120V, 10kA, UL489 | http://datasheet.lovatoelectric.com/Miniature_and_residual_circuit_breakers/POL/P1MBUL1PC40.pdf | INTRERUPATOR MODULAR, 1P - 10kA, 1 MODUL, CURBA C, 40A | http://datasheet.lovatoelectric.com/Miniature_and_residual_circuit_breakers/RON/P1MBUL1PC40.pdf
P1MBUL1PC50 | P1MBUL1PC35.jpg | http://datasheet.lovatoelectric.com/Miniature_and_residual_circuit_breakers/products_images/P1MBUL1PC35.jpg | Miniature circuit breaker, 1P - 10kA. 1 module, characteristic C, 50A | http://datasheet.lovatoelectric.com/Miniature_and_residual_circuit_breakers/ENG/P1MBUL1PC50.pdf | Interruttore magnetotermico, 1P - 10kA. 1 modulo, caratteristica C, 50A | http://datasheet.lovatoelectric.com/Miniature_and_residual_circuit_breakers/ITA/P1MBUL1PC50.pdf | Wyłącznik nadprądowy, 1P, charakterystyka C, 50A, 120V, 10kA, UL489 | http://datasheet.lovatoelectric.com/Miniature_and_residual_circuit_breakers/POL/P1MBUL1PC50.pdf | INTRERUPATOR MODULAR, 1P - 10kA, 1 MODUL, CURBA C, 50A | http://datasheet.lovatoelectric.com/Miniature_and_residual_circuit_breakers/RON/P1MBUL1PC50.pdf
P1MBUL1PC60 | P1MBUL1PC35.jpg | http://datasheet.lovatoelectric.com/Miniature_and_residual_circuit_breakers/products_images/P1MBUL1PC35.jpg | Miniature circuit breaker, 1P - 10kA. 1 module, characteristic C, 60A | http://datasheet.lovatoelectric.com/Miniature_and_residual_circuit_breakers/ENG/P1MBUL1PC60.pdf | Interruttore magnetotermico, 1P - 10kA. 1 modulo, caratteristica C, 60A | http://datasheet.lovatoelectric.com/Miniature_and_residual_circuit_breakers/ITA/P1MBUL1PC60.pdf | Wyłącznik nadprądowy, 1P, charakterystyka C, 60A, 120V, 10kA, UL489 | http://datasheet.lovatoelectric.com/Miniature_and_residual_circuit_breakers/POL/P1MBUL1PC60.pdf | INTRERUPATOR MODULAR, 1P - 10kA, 1 MODUL, CURBA C, 60A | http://datasheet.lovatoelectric.com/Miniature_and_residual_circuit_breakers/RON/P1MBUL1PC60.pdf
P1MBUL1PC63 | P1MBUL1PC35.jpg | http://datasheet.lovatoelectric.com/Miniature_and_residual_circuit_breakers/products_images/P1MBUL1PC35.jpg | Miniature circuit breaker, 1P - 10kA. 1 module, characteristic C, 63A | http://datasheet.lovatoelectric.com/Miniature_and_residual_circuit_breakers/ENG/P1MBUL1PC63.pdf | Interruttore magnetotermico, 1P - 10kA. 1 modulo, caratteristica C, 63A | http://datasheet.lovatoelectric.com/Miniature_and_residual_circuit_breakers/ITA/P1MBUL1PC63.pdf | Wyłącznik nadprądowy, 1P, charakterystyka C, 63A, 120V, 10kA, UL489 | http://datasheet.lovatoelectric.com/Miniature_and_residual_circuit_breakers/POL/P1MBUL1PC63.pdf | INTRERUPATOR MODULAR, 1P - 10kA, 1 MODUL, CURBA C, 63A | http://datasheet.lovatoelectric.com/Miniature_and_residual_circuit_breakers/RON/P1MBUL1PC63.pdf
P1MBUL1PD35 | P1MBUL1PD50.jpg | http://datasheet.lovatoelectric.com/Miniature_and_residual_circuit_breakers/products_images/P1MBUL1PD50.jpg | Miniature circuit breaker, 1P - 10kA. 1 module, characteristic D, 35A | http://datasheet.lovatoelectric.com/Miniature_and_residual_circuit_breakers/ENG/P1MBUL1PD35.pdf | Interruttore magnetotermico, 1P - 10kA. 1 modulo, caratteristica D, 35A | http://datasheet.lovatoelectric.com/Miniature_and_residual_circuit_breakers/ITA/P1MBUL1PD35.pdf | Wyłącznik nadprądowy, 1P, charakterystyka D, 35A, 120V, 10kA, UL489 | http://datasheet.lovatoelectric.com/Miniature_and_residual_circuit_breakers/POL/P1MBUL1PD35.pdf | INTRERUPATOR MODULAR, 1P - 10kA, 1 MODUL, CURBA D, 35A | http://datasheet.lovatoelectric.com/Miniature_and_residual_circuit_breakers/RON/P1MBUL1PD35.pdf
P1MBUL1PD40 | P1MBUL1PD50.jpg | http://datasheet.lovatoelectric.com/Miniature_and_residual_circuit_breakers/products_images/P1MBUL1PD50.jpg | Miniature circuit breaker, 1P - 10kA. 1 module, characteristic D, 40A | http://datasheet.lovatoelectric.com/Miniature_and_residual_circuit_breakers/ENG/P1MBUL1PD40.pdf | Interruttore magnetotermico, 1P - 10kA. 1 modulo, caratteristica D, 40A | http://datasheet.lovatoelectric.com/Miniature_and_residual_circuit_breakers/ITA/P1MBUL1PD40.pdf | Wyłącznik nadprądowy, 1P, charakterystyka D, 40A, 120V, 10kA, UL489 | http://datasheet.lovatoelectric.com/Miniature_and_residual_circuit_breakers/POL/P1MBUL1PD40.pdf | INTRERUPATOR MODULAR, 1P - 10kA, 1 MODUL, CURBA D, 40A | http://datasheet.lovatoelectric.com/Miniature_and_residual_circuit_breakers/RON/P1MBUL1PD40.pdf
P1MBUL1PD50 | P1MBUL1PD50.jpg | http://datasheet.lovatoelectric.com/Miniature_and_residual_circuit_breakers/products_images/P1MBUL1PD50.jpg | Miniature circuit breaker, 1P - 10kA. 1 module, characteristic D, 50A | http://datasheet.lovatoelectric.com/Miniature_and_residual_circuit_breakers/ENG/P1MBUL1PD50.pdf | Interruttore magnetotermico, 1P - 10kA. 1 modulo, caratteristica D, 50A | http://datasheet.lovatoelectric.com/Miniature_and_residual_circuit_breakers/ITA/P1MBUL1PD50.pdf | Wyłącznik nadprądowy, 1P, charakterystyka D, 50A, 120V, 10kA, UL489 | http://datasheet.lovatoelectric.com/Miniature_and_residual_circuit_breakers/POL/P1MBUL1PD50.pdf | INTRERUPATOR MODULAR, 1P - 10kA, 1 MODUL, CURBA D, 50A | http://datasheet.lovatoelectric.com/Miniature_and_residual_circuit_breakers/RON/P1MBUL1PD50.pdf
P1MBUL1PD60 | P1MBUL1PD50.jpg | http://datasheet.lovatoelectric.com/Miniature_and_residual_circuit_breakers/products_images/P1MBUL1PD50.jpg | Miniature circuit breaker, 1P - 10kA. 1 module, characteristic D, 60A | http://datasheet.lovatoelectric.com/Miniature_and_residual_circuit_breakers/ENG/P1MBUL1PD60.pdf | Interruttore magnetotermico, 1P - 10kA. 1 modulo, caratteristica D, 60A | http://datasheet.lovatoelectric.com/Miniature_and_residual_circuit_breakers/ITA/P1MBUL1PD60.pdf | Wyłącznik nadprądowy, 1P, charakterystyka D, 60A, 120V, 10kA, UL489 | http://datasheet.lovatoelectric.com/Miniature_and_residual_circuit_breakers/POL/P1MBUL1PD60.pdf | INTRERUPATOR MODULAR, 1P - 10kA, 1 MODUL, CURBA D, 60A | http://datasheet.lovatoelectric.com/Miniature_and_residual_circuit_breakers/RON/P1MBUL1PD60.pdf
P1MBUL1PD63 | P1MBUL1PD50.jpg | http://datasheet.lovatoelectric.com/Miniature_and_residual_circuit_breakers/products_images/P1MBUL1PD50.jpg | Miniature circuit breaker, 1P - 10kA. 1 module, characteristic D, 63A | http://datasheet.lovatoelectric.com/Miniature_and_residual_circuit_breakers/ENG/P1MBUL1PD63.pdf | Interruttore magnetotermico, 1P - 10kA. 1 modulo, caratteristica D, 63A | http://datasheet.lovatoelectric.com/Miniature_and_residual_circuit_breakers/ITA/P1MBUL1PD63.pdf | Wyłącznik nadprądowy, 1P, charakterystyka D, 63A, 120V, 10kA, UL489 | http://datasheet.lovatoelectric.com/Miniature_and_residual_circuit_breakers/POL/P1MBUL1PD63.pdf | INTRERUPATOR MODULAR, 1P - 10kA, 1 MODUL, CURBA D, 63A | http://datasheet.lovatoelectric.com/Miniature_and_residual_circuit_breakers/RON/P1MBUL1PD63.pdf
P1MBUL2PC35 | P1MBUH2PC01.jpg | http://datasheet.lovatoelectric.com/Miniature_and_residual_circuit_breakers/products_images/P1MBUH2PC01.jpg | Miniature circuit breaker, 2P - 10kA. 2 modules, characteristic C, 35A | http://datasheet.lovatoelectric.com/Miniature_and_residual_circuit_breakers/ENG/P1MBUL2PC35.pdf | Interruttore magnetotermico, 2P - 10kA. 2 moduli, caratteristica C, 35A | http://datasheet.lovatoelectric.com/Miniature_and_residual_circuit_breakers/ITA/P1MBUL2PC35.pdf | Wyłącznik nadprądowy, 2P, charakterystyka C, 35A, 240V, 10kA, UL489 | http://datasheet.lovatoelectric.com/Miniature_and_residual_circuit_breakers/POL/P1MBUL2PC35.pdf | INTRERUPATOR MODULAR, 2P - 10kA, 2 MODULE, CURBA C, 35A | http://datasheet.lovatoelectric.com/Miniature_and_residual_circuit_breakers/RON/P1MBUL2PC35.pdf
P1MBUL2PC40 | P1MBUL2PC40.jpg | http://datasheet.lovatoelectric.com/Miniature_and_residual_circuit_breakers/products_images/P1MBUL2PC40.jpg | Miniature circuit breaker, 2P - 10kA. 2 modules, characteristic C, 40A | http://datasheet.lovatoelectric.com/Miniature_and_residual_circuit_breakers/ENG/P1MBUL2PC40.pdf | Interruttore magnetotermico, 2P - 10kA. 2 moduli, caratteristica C, 40A | http://datasheet.lovatoelectric.com/Miniature_and_residual_circuit_breakers/ITA/P1MBUL2PC40.pdf | Wyłącznik nadprądowy, 2P, charakterystyka C, 40A, 240V, 10kA, UL489 | http://datasheet.lovatoelectric.com/Miniature_and_residual_circuit_breakers/POL/P1MBUL2PC40.pdf | INTRERUPATOR MODULAR, 2P - 10kA, 2 MODULE, CURBA C, 40A | http://datasheet.lovatoelectric.com/Miniature_and_residual_circuit_breakers/RON/P1MBUL2PC40.pdf
P1MBUL2PC50 | P1MBUH2PC01.jpg | http://datasheet.lovatoelectric.com/Miniature_and_residual_circuit_breakers/products_images/P1MBUH2PC01.jpg | Miniature circuit breaker, 2P - 10kA. 2 modules, characteristic C, 50A | http://datasheet.lovatoelectric.com/Miniature_and_residual_circuit_breakers/ENG/P1MBUL2PC50.pdf | Interruttore magnetotermico, 2P - 10kA. 2 moduli, caratteristica C, 50A | http://datasheet.lovatoelectric.com/Miniature_and_residual_circuit_breakers/ITA/P1MBUL2PC50.pdf | Wyłącznik nadprądowy, 2P, charakterystyka C, 50A, 240V, 10kA, UL489 | http://datasheet.lovatoelectric.com/Miniature_and_residual_circuit_breakers/POL/P1MBUL2PC50.pdf | INTRERUPATOR MODULAR, 2P - 10kA, 2 MODULE, CURBA C, 50A | http://datasheet.lovatoelectric.com/Miniature_and_residual_circuit_breakers/RON/P1MBUL2PC50.pdf
P1MBUL2PC60 | P1MBUH2PC01.jpg | http://datasheet.lovatoelectric.com/Miniature_and_residual_circuit_breakers/products_images/P1MBUH2PC01.jpg | Miniature circuit breaker, 2P - 10kA. 2 modules, characteristic C, 60A | http://datasheet.lovatoelectric.com/Miniature_and_residual_circuit_breakers/ENG/P1MBUL2PC60.pdf | Interruttore magnetotermico, 2P - 10kA. 2 moduli, caratteristica C, 60A | http://datasheet.lovatoelectric.com/Miniature_and_residual_circuit_breakers/ITA/P1MBUL2PC60.pdf | Wyłącznik nadprądowy, 2P, charakterystyka C, 60A, 240V, 10kA, UL489 | http://datasheet.lovatoelectric.com/Miniature_and_residual_circuit_breakers/POL/P1MBUL2PC60.pdf | INTRERUPATOR MODULAR, 2P - 10kA, 2 MODULE, CURBA C, 60A | http://datasheet.lovatoelectric.com/Miniature_and_residual_circuit_breakers/RON/P1MBUL2PC60.pdf
P1MBUL2PC63 | P1MBUH2PC01.jpg | http://datasheet.lovatoelectric.com/Miniature_and_residual_circuit_breakers/products_images/P1MBUH2PC01.jpg | Miniature circuit breaker, 2P - 10kA. 2 modules, characteristic C, 63A | http://datasheet.lovatoelectric.com/Miniature_and_residual_circuit_breakers/ENG/P1MBUL2PC63.pdf | Interruttore magnetotermico, 2P - 10kA. 2 moduli, caratteristica C, 63A | http://datasheet.lovatoelectric.com/Miniature_and_residual_circuit_breakers/ITA/P1MBUL2PC63.pdf | Wyłącznik nadprądowy, 2P, charakterystyka C, 63A, 240V, 10kA, UL489 | http://datasheet.lovatoelectric.com/Miniature_and_residual_circuit_breakers/POL/P1MBUL2PC63.pdf | INTRERUPATOR MODULAR, 2P - 10kA, 2 MODULE, CURBA C, 63A | http://datasheet.lovatoelectric.com/Miniature_and_residual_circuit_breakers/RON/P1MBUL2PC63.pdf
P1MBUL2PD35 | P1MBUL2PD40.jpg | http://datasheet.lovatoelectric.com/Miniature_and_residual_circuit_breakers/products_images/P1MBUL2PD40.jpg | Miniature circuit breaker, 2P - 10kA. 2 modules, characteristic D, 35A | http://datasheet.lovatoelectric.com/Miniature_and_residual_circuit_breakers/ENG/P1MBUL2PD35.pdf | Interruttore magnetotermico, 2P - 10kA. 2 moduli, caratteristica D, 35A | http://datasheet.lovatoelectric.com/Miniature_and_residual_circuit_breakers/ITA/P1MBUL2PD35.pdf | Wyłącznik nadprądowy, 2P, charakterystyka D, 35A, 240V, 10kA, UL489 | http://datasheet.lovatoelectric.com/Miniature_and_residual_circuit_breakers/POL/P1MBUL2PD35.pdf | INTRERUPATOR MODULAR, 2P - 10kA, 2 MODULE, CURBA D, 35A | http://datasheet.lovatoelectric.com/Miniature_and_residual_circuit_breakers/RON/P1MBUL2PD35.pdf
P1MBUL2PD40 | P1MBUL2PD40.jpg | http://datasheet.lovatoelectric.com/Miniature_and_residual_circuit_breakers/products_images/P1MBUL2PD40.jpg | Miniature circuit breaker, 2P - 10kA. 2 modules, characteristic D, 40A | http://datasheet.lovatoelectric.com/Miniature_and_residual_circuit_breakers/ENG/P1MBUL2PD40.pdf | Interruttore magnetotermico, 2P - 10kA. 2 moduli, caratteristica D, 40A | http://datasheet.lovatoelectric.com/Miniature_and_residual_circuit_breakers/ITA/P1MBUL2PD40.pdf | Wyłącznik nadprądowy, 2P, charakterystyka D, 40A, 240V, 10kA, UL489 | http://datasheet.lovatoelectric.com/Miniature_and_residual_circuit_breakers/POL/P1MBUL2PD40.pdf | INTRERUPATOR MODULAR, 2P - 10kA, 2 MODULE, CURBA D, 40A | http://datasheet.lovatoelectric.com/Miniature_and_residual_circuit_breakers/RON/P1MBUL2PD40.pdf
P1MBUL2PD50 | P1MBUL2PD50.jpg | http://datasheet.lovatoelectric.com/Miniature_and_residual_circuit_breakers/products_images/P1MBUL2PD50.jpg | Miniature circuit breaker, 2P - 10kA. 2 modules, characteristic D, 50A | http://datasheet.lovatoelectric.com/Miniature_and_residual_circuit_breakers/ENG/P1MBUL2PD50.pdf | Interruttore magnetotermico, 2P - 10kA. 2 moduli, caratteristica D, 50A | http://datasheet.lovatoelectric.com/Miniature_and_residual_circuit_breakers/ITA/P1MBUL2PD50.pdf | Wyłącznik nadprądowy, 2P, charakterystyka D, 50A, 240V, 10kA, UL489 | http://datasheet.lovatoelectric.com/Miniature_and_residual_circuit_breakers/POL/P1MBUL2PD50.pdf | INTRERUPATOR MODULAR, 2P - 10kA, 2 MODULE, CURBA D, 50A | http://datasheet.lovatoelectric.com/Miniature_and_residual_circuit_breakers/RON/P1MBUL2PD50.pdf
P1MBUL2PD60 | P1MBUL2PD40.jpg | http://datasheet.lovatoelectric.com/Miniature_and_residual_circuit_breakers/products_images/P1MBUL2PD40.jpg | Miniature circuit breaker, 2P - 10kA. 2 modules, characteristic D, 60A | http://datasheet.lovatoelectric.com/Miniature_and_residual_circuit_breakers/ENG/P1MBUL2PD60.pdf | Interruttore magnetotermico, 2P - 10kA. 2 moduli, caratteristica D, 60A | http://datasheet.lovatoelectric.com/Miniature_and_residual_circuit_breakers/ITA/P1MBUL2PD60.pdf | Wyłącznik nadprądowy, 2P, charakterystyka D, 60A, 240V, 10kA, UL489 | http://datasheet.lovatoelectric.com/Miniature_and_residual_circuit_breakers/POL/P1MBUL2PD60.pdf | INTRERUPATOR MODULAR, 2P - 10kA, 2 MODULE, CURBA D, 60A | http://datasheet.lovatoelectric.com/Miniature_and_residual_circuit_breakers/RON/P1MBUL2PD60.pdf
P1MBUL2PD63 | P1MBUL2PD40.jpg | http://datasheet.lovatoelectric.com/Miniature_and_residual_circuit_breakers/products_images/P1MBUL2PD40.jpg | Miniature circuit breaker, 2P - 10kA. 2 modules, characteristic D, 63A | http://datasheet.lovatoelectric.com/Miniature_and_residual_circuit_breakers/ENG/P1MBUL2PD63.pdf | Interruttore magnetotermico, 2P - 10kA. 2 moduli, caratteristica D, 63A | http://datasheet.lovatoelectric.com/Miniature_and_residual_circuit_breakers/ITA/P1MBUL2PD63.pdf | Wyłącznik nadprądowy, 2P, charakterystyka D, 63A, 240V, 10kA, UL489 | http://datasheet.lovatoelectric.com/Miniature_and_residual_circuit_breakers/POL/P1MBUL2PD63.pdf | INTRERUPATOR MODULAR, 2P - 10kA, 2 MODULE, CURBA D, 63A | http://datasheet.lovatoelectric.com/Miniature_and_residual_circuit_breakers/RON/P1MBUL2PD63.pdf
P1MBUL3PC35 | P1MBUL3PC35.jpg | http://datasheet.lovatoelectric.com/Miniature_and_residual_circuit_breakers/products_images/P1MBUL3PC35.jpg | Miniature circuit breaker, 3P - 10kA. 3 modules, characteristic C, 35A | http://datasheet.lovatoelectric.com/Miniature_and_residual_circuit_breakers/ENG/P1MBUL3PC35.pdf | Interruttore magnetotermico, 3P - 10kA. 3 moduli, caratteristica C, 35A | http://datasheet.lovatoelectric.com/Miniature_and_residual_circuit_breakers/ITA/P1MBUL3PC35.pdf | Wyłącznik nadprądowy, 3P, charakterystyka C, 35A, 240V, 10kA, UL489 | http://datasheet.lovatoelectric.com/Miniature_and_residual_circuit_breakers/POL/P1MBUL3PC35.pdf | INTRERUPATOR MODULAR, 3P - 10kA, 3 MODULE, CURBA C, 35A | http://datasheet.lovatoelectric.com/Miniature_and_residual_circuit_breakers/RON/P1MBUL3PC35.pdf
P1MBUL3PC40 | P1MBUL3PC35.jpg | http://datasheet.lovatoelectric.com/Miniature_and_residual_circuit_breakers/products_images/P1MBUL3PC35.jpg | Miniature circuit breaker, 3P - 10kA. 3 modules, characteristic C, 40A | http://datasheet.lovatoelectric.com/Miniature_and_residual_circuit_breakers/ENG/P1MBUL3PC40.pdf | Interruttore magnetotermico, 3P - 10kA. 3 moduli, caratteristica C, 40A | http://datasheet.lovatoelectric.com/Miniature_and_residual_circuit_breakers/ITA/P1MBUL3PC40.pdf | Wyłącznik nadprądowy, 3P, charakterystyka C, 40A, 240V, 10kA, UL489 | http://datasheet.lovatoelectric.com/Miniature_and_residual_circuit_breakers/POL/P1MBUL3PC40.pdf | INTRERUPATOR MODULAR, 3P - 10kA, 3 MODULE, CURBA C, 40A | http://datasheet.lovatoelectric.com/Miniature_and_residual_circuit_breakers/RON/P1MBUL3PC40.pdf
P1MBUL3PC50 | P1MBUL3PC35.jpg | http://datasheet.lovatoelectric.com/Miniature_and_residual_circuit_breakers/products_images/P1MBUL3PC35.jpg | Miniature circuit breaker, 3P - 10kA. 3 modules, characteristic C, 50A | http://datasheet.lovatoelectric.com/Miniature_and_residual_circuit_breakers/ENG/P1MBUL3PC50.pdf | Interruttore magnetotermico, 3P - 10kA. 3 moduli, caratteristica C, 50A | http://datasheet.lovatoelectric.com/Miniature_and_residual_circuit_breakers/ITA/P1MBUL3PC50.pdf | Wyłącznik nadprądowy, 3P, charakterystyka C, 50A, 240V, 10kA, UL489 | http://datasheet.lovatoelectric.com/Miniature_and_residual_circuit_breakers/POL/P1MBUL3PC50.pdf | INTRERUPATOR MODULAR, 3P - 10kA, 3 MODULE, CURBA C, 50A | http://datasheet.lovatoelectric.com/Miniature_and_residual_circuit_breakers/RON/P1MBUL3PC50.pdf
P1MBUL3PC60 | P1MBUL3PC35.jpg | http://datasheet.lovatoelectric.com/Miniature_and_residual_circuit_breakers/products_images/P1MBUL3PC35.jpg | Miniature circuit breaker, 3P - 10kA. 3 modules, characteristic C, 60A | http://datasheet.lovatoelectric.com/Miniature_and_residual_circuit_breakers/ENG/P1MBUL3PC60.pdf | Interruttore magnetotermico, 3P - 10kA. 3 moduli, caratteristica C, 60A | http://datasheet.lovatoelectric.com/Miniature_and_residual_circuit_breakers/ITA/P1MBUL3PC60.pdf | Wyłącznik nadprądowy, 3P, charakterystyka C, 60A, 240V, 10kA, UL489 | http://datasheet.lovatoelectric.com/Miniature_and_residual_circuit_breakers/POL/P1MBUL3PC60.pdf | INTRERUPATOR MODULAR, 3P - 10kA, 3 MODULE, CURBA C, 60A | http://datasheet.lovatoelectric.com/Miniature_and_residual_circuit_breakers/RON/P1MBUL3PC60.pdf
P1MBUL3PC63 | P1MBUL3PC35.jpg | http://datasheet.lovatoelectric.com/Miniature_and_residual_circuit_breakers/products_images/P1MBUL3PC35.jpg | Miniature circuit breaker, 3P - 10kA. 3 modules, characteristic C, 63A | http://datasheet.lovatoelectric.com/Miniature_and_residual_circuit_breakers/ENG/P1MBUL3PC63.pdf | Interruttore magnetotermico, 3P - 10kA. 3 moduli, caratteristica C, 63A | http://datasheet.lovatoelectric.com/Miniature_and_residual_circuit_breakers/ITA/P1MBUL3PC63.pdf | Wyłącznik nadprądowy, 3P, charakterystyka C, 63A, 240V, 10kA, UL489 | http://datasheet.lovatoelectric.com/Miniature_and_residual_circuit_breakers/POL/P1MBUL3PC63.pdf | INTRERUPATOR MODULAR, 3P - 10kA, 3 MODULE, CURBA C, 63A | http://datasheet.lovatoelectric.com/Miniature_and_residual_circuit_breakers/RON/P1MBUL3PC63.pdf
P1MBUL3PD35 | P1MBUL3PD60.jpg | http://datasheet.lovatoelectric.com/Miniature_and_residual_circuit_breakers/products_images/P1MBUL3PD60.jpg | Miniature circuit breaker, 3P - 10kA. 3 modules, characteristic D, 35A | http://datasheet.lovatoelectric.com/Miniature_and_residual_circuit_breakers/ENG/P1MBUL3PD35.pdf | Interruttore magnetotermico, 3P - 10kA. 3 moduli, caratteristica D, 35A | http://datasheet.lovatoelectric.com/Miniature_and_residual_circuit_breakers/ITA/P1MBUL3PD35.pdf | Wyłącznik nadprądowy, 3P, charakterystyka D, 35A, 240V, 10kA, UL489 | http://datasheet.lovatoelectric.com/Miniature_and_residual_circuit_breakers/POL/P1MBUL3PD35.pdf | INTRERUPATOR MODULAR, 3P - 10kA, 3 MODULE, CURBA D, 35A | http://datasheet.lovatoelectric.com/Miniature_and_residual_circuit_breakers/RON/P1MBUL3PD35.pdf
P1MBUL3PD40 | P1MBUL3PD60.jpg | http://datasheet.lovatoelectric.com/Miniature_and_residual_circuit_breakers/products_images/P1MBUL3PD60.jpg | Miniature circuit breaker, 3P - 10kA. 3 modules, characteristic D, 40A | http://datasheet.lovatoelectric.com/Miniature_and_residual_circuit_breakers/ENG/P1MBUL3PD40.pdf | Interruttore magnetotermico, 3P - 10kA. 3 moduli, caratteristica D, 40A | http://datasheet.lovatoelectric.com/Miniature_and_residual_circuit_breakers/ITA/P1MBUL3PD40.pdf | Wyłącznik nadprądowy, 3P, charakterystyka D, 40A, 240V, 10kA, UL489 | http://datasheet.lovatoelectric.com/Miniature_and_residual_circuit_breakers/POL/P1MBUL3PD40.pdf | INTRERUPATOR MODULAR, 3P - 10kA, 3 MODULE, CURBA D, 40A | http://datasheet.lovatoelectric.com/Miniature_and_residual_circuit_breakers/RON/P1MBUL3PD40.pdf
P1MBUL3PD50 | P1MBUL3PD60.jpg | http://datasheet.lovatoelectric.com/Miniature_and_residual_circuit_breakers/products_images/P1MBUL3PD60.jpg | Miniature circuit breaker, 3P - 10kA. 3 modules, characteristic D, 50A | http://datasheet.lovatoelectric.com/Miniature_and_residual_circuit_breakers/ENG/P1MBUL3PD50.pdf | Interruttore magnetotermico, 3P - 10kA. 3 moduli, caratteristica D, 50A | http://datasheet.lovatoelectric.com/Miniature_and_residual_circuit_breakers/ITA/P1MBUL3PD50.pdf | Wyłącznik nadprądowy, 3P, charakterystyka D, 50A, 240V, 10kA, UL489 | http://datasheet.lovatoelectric.com/Miniature_and_residual_circuit_breakers/POL/P1MBUL3PD50.pdf | INTRERUPATOR MODULAR, 3P - 10kA, 3 MODULE, CURBA D, 50A | http://datasheet.lovatoelectric.com/Miniature_and_residual_circuit_breakers/RON/P1MBUL3PD50.pdf
P1MBUL3PD60 | P1MBUL3PD60.jpg | http://datasheet.lovatoelectric.com/Miniature_and_residual_circuit_breakers/products_images/P1MBUL3PD60.jpg | Miniature circuit breaker, 3P - 10kA. 3 modules, characteristic D, 60A | http://datasheet.lovatoelectric.com/Miniature_and_residual_circuit_breakers/ENG/P1MBUL3PD60.pdf | Interruttore magnetotermico, 3P - 10kA. 3 moduli, caratteristica D, 60A | http://datasheet.lovatoelectric.com/Miniature_and_residual_circuit_breakers/ITA/P1MBUL3PD60.pdf | Wyłącznik nadprądowy, 3P, charakterystyka D, 60A, 240V, 10kA, UL489 | http://datasheet.lovatoelectric.com/Miniature_and_residual_circuit_breakers/POL/P1MBUL3PD60.pdf | INTRERUPATOR MODULAR, 3P - 10kA, 3 MODULE, CURBA D, 60A | http://datasheet.lovatoelectric.com/Miniature_and_residual_circuit_breakers/RON/P1MBUL3PD60.pdf
P1MBUL3PD63 | P1MBUL3PD60.jpg | http://datasheet.lovatoelectric.com/Miniature_and_residual_circuit_breakers/products_images/P1MBUL3PD60.jpg | Miniature circuit breaker, 3P - 10kA. 3 modules, characteristic D, 63A | http://datasheet.lovatoelectric.com/Miniature_and_residual_circuit_breakers/ENG/P1MBUL3PD63.pdf | Interruttore magnetotermico, 3P - 10kA. 3 moduli, caratteristica D, 63A | http://datasheet.lovatoelectric.com/Miniature_and_residual_circuit_breakers/ITA/P1MBUL3PD63.pdf | Wyłącznik nadprądowy, 3P, charakterystyka D, 63A, 240V, 10kA, UL489 | http://datasheet.lovatoelectric.com/Miniature_and_residual_circuit_breakers/POL/P1MBUL3PD63.pdf | INTRERUPATOR MODULAR, 3P - 10kA, 3 MODULE, CURBA D, 63A | http://datasheet.lovatoelectric.com/Miniature_and_residual_circuit_breakers/RON/P1MBUL3PD63.pdf
P1MS1P032 | P1MS1P032.jpg | http://datasheet.lovatoelectric.com/Miniature_and_residual_circuit_breakers/products_images/P1MS1P032.jpg | Modular switch disconnector - 1P 32A | http://datasheet.lovatoelectric.com/Miniature_and_residual_circuit_breakers/ENG/P1MS1P032.pdf | Interruttore sezionatore modulare - 1P 32A | http://datasheet.lovatoelectric.com/Miniature_and_residual_circuit_breakers/ITA/P1MS1P032.pdf | Rozłącznik izolacyjny, modułowy, 1P, 32A w AC22A | http://datasheet.lovatoelectric.com/Miniature_and_residual_circuit_breakers/POL/P1MS1P032.pdf | Separator modular de sarcina - 1P 32A | http://datasheet.lovatoelectric.com/Miniature_and_residual_circuit_breakers/RON/P1MS1P032.pdf
P1MS1P040 | P1MS1P032.jpg | http://datasheet.lovatoelectric.com/Miniature_and_residual_circuit_breakers/products_images/P1MS1P032.jpg | Modular switch disconnector - 1P 40A | http://datasheet.lovatoelectric.com/Miniature_and_residual_circuit_breakers/ENG/P1MS1P040.pdf | Interruttore sezionatore modulare - 1P 40A | http://datasheet.lovatoelectric.com/Miniature_and_residual_circuit_breakers/ITA/P1MS1P040.pdf | Rozłącznik izolacyjny, modułowy, 1P, 40A w AC22A | http://datasheet.lovatoelectric.com/Miniature_and_residual_circuit_breakers/POL/P1MS1P040.pdf | Separator modular de sarcina - 1P 40A | http://datasheet.lovatoelectric.com/Miniature_and_residual_circuit_breakers/RON/P1MS1P040.pdf
P1MS1P063 | P1MS1P032.jpg | http://datasheet.lovatoelectric.com/Miniature_and_residual_circuit_breakers/products_images/P1MS1P032.jpg | Modular switch disconnector - 1P 63A | http://datasheet.lovatoelectric.com/Miniature_and_residual_circuit_breakers/ENG/P1MS1P063.pdf | Interruttore sezionatore modulare - 1P 63A | http://datasheet.lovatoelectric.com/Miniature_and_residual_circuit_breakers/ITA/P1MS1P063.pdf | Rozłącznik izolacyjny, modułowy, 1P, 63A w AC22A | http://datasheet.lovatoelectric.com/Miniature_and_residual_circuit_breakers/POL/P1MS1P063.pdf | Separator modular de sarcina - 1P 63A | http://datasheet.lovatoelectric.com/Miniature_and_residual_circuit_breakers/RON/P1MS1P063.pdf
P1MS1P100 | P1MS1P032.jpg | http://datasheet.lovatoelectric.com/Miniature_and_residual_circuit_breakers/products_images/P1MS1P032.jpg | Modular switch disconnector - 1P 100A | http://datasheet.lovatoelectric.com/Miniature_and_residual_circuit_breakers/ENG/P1MS1P100.pdf | Interruttore sezionatore modulare - 1P 100A | http://datasheet.lovatoelectric.com/Miniature_and_residual_circuit_breakers/ITA/P1MS1P100.pdf | Rozłącznik izolacyjny, modułowy, 1P, 100A w AC22A | http://datasheet.lovatoelectric.com/Miniature_and_residual_circuit_breakers/POL/P1MS1P100.pdf | Separator modular de sarcina - 1P 100A | http://datasheet.lovatoelectric.com/Miniature_and_residual_circuit_breakers/RON/P1MS1P100.pdf
P1MS1P125 | P1MS1P032.jpg | http://datasheet.lovatoelectric.com/Miniature_and_residual_circuit_breakers/products_images/P1MS1P032.jpg | Modular switch disconnector - 1P 125A | http://datasheet.lovatoelectric.com/Miniature_and_residual_circuit_breakers/ENG/P1MS1P125.pdf | Interruttore sezionatore modulare - 1P 125A | http://datasheet.lovatoelectric.com/Miniature_and_residual_circuit_breakers/ITA/P1MS1P125.pdf | Rozłącznik izolacyjny, modułowy, 1P, 125A w AC22A | http://datasheet.lovatoelectric.com/Miniature_and_residual_circuit_breakers/POL/P1MS1P125.pdf | Separator modular de sarcina - 1P 125A | http://datasheet.lovatoelectric.com/Miniature_and_residual_circuit_breakers/RON/P1MS1P125.pdf
P1MS2P032 | P1MS2P032.jpg | http://datasheet.lovatoelectric.com/Miniature_and_residual_circuit_breakers/products_images/P1MS2P032.jpg | Modular switch disconnector - 2P 32A | http://datasheet.lovatoelectric.com/Miniature_and_residual_circuit_breakers/ENG/P1MS2P032.pdf | Interruttore sezionatore modulare - 2P 32A | http://datasheet.lovatoelectric.com/Miniature_and_residual_circuit_breakers/ITA/P1MS2P032.pdf | Rozłącznik izolacyjny, modułowy, 2P, 32A w AC22A | http://datasheet.lovatoelectric.com/Miniature_and_residual_circuit_breakers/POL/P1MS2P032.pdf | Separator modular de sarcina - 2P 32A | http://datasheet.lovatoelectric.com/Miniature_and_residual_circuit_breakers/RON/P1MS2P032.pdf
P1MS2P040 | P1MS2P032.jpg | http://datasheet.lovatoelectric.com/Miniature_and_residual_circuit_breakers/products_images/P1MS2P032.jpg | Modular switch disconnector - 2P 40A | http://datasheet.lovatoelectric.com/Miniature_and_residual_circuit_breakers/ENG/P1MS2P040.pdf | Interruttore sezionatore modulare - 2P 40A | http://datasheet.lovatoelectric.com/Miniature_and_residual_circuit_breakers/ITA/P1MS2P040.pdf | Rozłącznik izolacyjny, modułowy, 2P, 40A w AC22A | http://datasheet.lovatoelectric.com/Miniature_and_residual_circuit_breakers/POL/P1MS2P040.pdf | Separator modular de sarcina - 2P 40A | http://datasheet.lovatoelectric.com/Miniature_and_residual_circuit_breakers/RON/P1MS2P040.pdf
P1MS2P063 | P1MS2P032.jpg | http://datasheet.lovatoelectric.com/Miniature_and_residual_circuit_breakers/products_images/P1MS2P032.jpg | Modular switch disconnector - 2P 63A | http://datasheet.lovatoelectric.com/Miniature_and_residual_circuit_breakers/ENG/P1MS2P063.pdf | Interruttore sezionatore modulare - 2P 63A | http://datasheet.lovatoelectric.com/Miniature_and_residual_circuit_breakers/ITA/P1MS2P063.pdf | Rozłącznik izolacyjny, modułowy, 2P, 63A w AC22A | http://datasheet.lovatoelectric.com/Miniature_and_residual_circuit_breakers/POL/P1MS2P063.pdf | Separator modular de sarcina - 2P 63A | http://datasheet.lovatoelectric.com/Miniature_and_residual_circuit_breakers/RON/P1MS2P063.pdf
P1MS2P100 | P1MS2P032.jpg | http://datasheet.lovatoelectric.com/Miniature_and_residual_circuit_breakers/products_images/P1MS2P032.jpg | Modular switch disconnector - 2P 100A | http://datasheet.lovatoelectric.com/Miniature_and_residual_circuit_breakers/ENG/P1MS2P100.pdf | Interruttore sezionatore modulare - 2P 100A | http://datasheet.lovatoelectric.com/Miniature_and_residual_circuit_breakers/ITA/P1MS2P100.pdf | Rozłącznik izolacyjny, modułowy, 2P, 100A w AC22A | http://datasheet.lovatoelectric.com/Miniature_and_residual_circuit_breakers/POL/P1MS2P100.pdf | Separator modular de sarcina - 2P 100A | http://datasheet.lovatoelectric.com/Miniature_and_residual_circuit_breakers/RON/P1MS2P100.pdf
P1MS2P125 | P1MS2P032.jpg | http://datasheet.lovatoelectric.com/Miniature_and_residual_circuit_breakers/products_images/P1MS2P032.jpg | Modular switch disconnector - 2P 125A | http://datasheet.lovatoelectric.com/Miniature_and_residual_circuit_breakers/ENG/P1MS2P125.pdf | Interruttore sezionatore modulare - 2P 125A | http://datasheet.lovatoelectric.com/Miniature_and_residual_circuit_breakers/ITA/P1MS2P125.pdf | Rozłącznik izolacyjny, modułowy, 2P, 125A w AC22A | http://datasheet.lovatoelectric.com/Miniature_and_residual_circuit_breakers/POL/P1MS2P125.pdf | Separator modular de sarcina - 2P 125A | http://datasheet.lovatoelectric.com/Miniature_and_residual_circuit_breakers/RON/P1MS2P125.pdf
P1MS3P032 | P1MS3P032.jpg | http://datasheet.lovatoelectric.com/Miniature_and_residual_circuit_breakers/products_images/P1MS3P032.jpg | Modular switch disconnector - 3P 32A | http://datasheet.lovatoelectric.com/Miniature_and_residual_circuit_breakers/ENG/P1MS3P032.pdf | Interruttore sezionatore modulare - 3P 32A | http://datasheet.lovatoelectric.com/Miniature_and_residual_circuit_breakers/ITA/P1MS3P032.pdf | Rozłącznik izolacyjny, modułowy, 3P, 32A w AC22A | http://datasheet.lovatoelectric.com/Miniature_and_residual_circuit_breakers/POL/P1MS3P032.pdf | Separator modular de sarcina - 3P 32A | http://datasheet.lovatoelectric.com/Miniature_and_residual_circuit_breakers/RON/P1MS3P032.pdf
P1MS3P040 | P1MS3P032.jpg | http://datasheet.lovatoelectric.com/Miniature_and_residual_circuit_breakers/products_images/P1MS3P032.jpg | Modular switch disconnector - 3P 40A | http://datasheet.lovatoelectric.com/Miniature_and_residual_circuit_breakers/ENG/P1MS3P040.pdf | Interruttore sezionatore modulare - 3P 40A | http://datasheet.lovatoelectric.com/Miniature_and_residual_circuit_breakers/ITA/P1MS3P040.pdf | Rozłącznik izolacyjny, modułowy, 3P, 40A w AC22A | http://datasheet.lovatoelectric.com/Miniature_and_residual_circuit_breakers/POL/P1MS3P040.pdf | Separator modular de sarcina - 3P 40A | http://datasheet.lovatoelectric.com/Miniature_and_residual_circuit_breakers/RON/P1MS3P040.pdf
P1MS3P063 | P1MS3P032.jpg | http://datasheet.lovatoelectric.com/Miniature_and_residual_circuit_breakers/products_images/P1MS3P032.jpg | Modular switch disconnector - 3P 63A | http://datasheet.lovatoelectric.com/Miniature_and_residual_circuit_breakers/ENG/P1MS3P063.pdf | Interruttore sezionatore modulare - 3P 63A | http://datasheet.lovatoelectric.com/Miniature_and_residual_circuit_breakers/ITA/P1MS3P063.pdf | Rozłącznik izolacyjny, modułowy, 3P, 63A w AC22A | http://datasheet.lovatoelectric.com/Miniature_and_residual_circuit_breakers/POL/P1MS3P063.pdf | Separator modular de sarcina - 3P 63A | http://datasheet.lovatoelectric.com/Miniature_and_residual_circuit_breakers/RON/P1MS3P063.pdf
P1MS3P100 | P1MS3P032.jpg | http://datasheet.lovatoelectric.com/Miniature_and_residual_circuit_breakers/products_images/P1MS3P032.jpg | Modular switch disconnector - 3P 100A | http://datasheet.lovatoelectric.com/Miniature_and_residual_circuit_breakers/ENG/P1MS3P100.pdf | Interruttore sezionatore modulare - 3P 100A | http://datasheet.lovatoelectric.com/Miniature_and_residual_circuit_breakers/ITA/P1MS3P100.pdf | Rozłącznik izolacyjny, modułowy, 3P, 100A w AC22A | http://datasheet.lovatoelectric.com/Miniature_and_residual_circuit_breakers/POL/P1MS3P100.pdf | Separator modular de sarcina - 3P 100A | http://datasheet.lovatoelectric.com/Miniature_and_residual_circuit_breakers/RON/P1MS3P100.pdf
P1MS3P125 | P1MS3P032.jpg | http://datasheet.lovatoelectric.com/Miniature_and_residual_circuit_breakers/products_images/P1MS3P032.jpg | Modular switch disconnector - 3P 125A | http://datasheet.lovatoelectric.com/Miniature_and_residual_circuit_breakers/ENG/P1MS3P125.pdf | Interruttore sezionatore modulare - 3P 125A | http://datasheet.lovatoelectric.com/Miniature_and_residual_circuit_breakers/ITA/P1MS3P125.pdf | Rozłącznik izolacyjny, modułowy, 3P, 125A w AC22A | http://datasheet.lovatoelectric.com/Miniature_and_residual_circuit_breakers/POL/P1MS3P125.pdf | Separator modular de sarcina - 3P 125A | http://datasheet.lovatoelectric.com/Miniature_and_residual_circuit_breakers/RON/P1MS3P125.pdf
P1MS4P032 | P1MS4P032.jpg | http://datasheet.lovatoelectric.com/Miniature_and_residual_circuit_breakers/products_images/P1MS4P032.jpg | Modular switch disconnector - 4P 32A | http://datasheet.lovatoelectric.com/Miniature_and_residual_circuit_breakers/ENG/P1MS4P032.pdf | Interruttore sezionatore modulare - 4P 32A | http://datasheet.lovatoelectric.com/Miniature_and_residual_circuit_breakers/ITA/P1MS4P032.pdf | Rozłącznik izolacyjny, modułowy, 4P, 32A w AC22A | http://datasheet.lovatoelectric.com/Miniature_and_residual_circuit_breakers/POL/P1MS4P032.pdf | Separator modular de sarcina - 4P 32A | http://datasheet.lovatoelectric.com/Miniature_and_residual_circuit_breakers/RON/P1MS4P032.pdf
P1MS4P040 | P1MS4P032.jpg | http://datasheet.lovatoelectric.com/Miniature_and_residual_circuit_breakers/products_images/P1MS4P032.jpg | Modular switch disconnector - 4P 40A | http://datasheet.lovatoelectric.com/Miniature_and_residual_circuit_breakers/ENG/P1MS4P040.pdf | Interruttore sezionatore modulare - 4P 40A | http://datasheet.lovatoelectric.com/Miniature_and_residual_circuit_breakers/ITA/P1MS4P040.pdf | Rozłącznik izolacyjny, modułowy, 4P, 40A w AC22A | http://datasheet.lovatoelectric.com/Miniature_and_residual_circuit_breakers/POL/P1MS4P040.pdf | Separator modular de sarcina - 4P 40A | http://datasheet.lovatoelectric.com/Miniature_and_residual_circuit_breakers/RON/P1MS4P040.pdf
P1MS4P063 | P1MS4P032.jpg | http://datasheet.lovatoelectric.com/Miniature_and_residual_circuit_breakers/products_images/P1MS4P032.jpg | Modular switch disconnector - 4P 63A | http://datasheet.lovatoelectric.com/Miniature_and_residual_circuit_breakers/ENG/P1MS4P063.pdf | Interruttore sezionatore modulare - 4P 63A | http://datasheet.lovatoelectric.com/Miniature_and_residual_circuit_breakers/ITA/P1MS4P063.pdf | Rozłącznik izolacyjny, modułowy, 4P, 63A w AC22A | http://datasheet.lovatoelectric.com/Miniature_and_residual_circuit_breakers/POL/P1MS4P063.pdf | Separator modular de sarcina - 4P 63A | http://datasheet.lovatoelectric.com/Miniature_and_residual_circuit_breakers/RON/P1MS4P063.pdf
P1MS4P100 | P1MS4P032.jpg | http://datasheet.lovatoelectric.com/Miniature_and_residual_circuit_breakers/products_images/P1MS4P032.jpg | Modular switch disconnector - 4P 100A | http://datasheet.lovatoelectric.com/Miniature_and_residual_circuit_breakers/ENG/P1MS4P100.pdf | Interruttore sezionatore modulare - 4P 100A | http://datasheet.lovatoelectric.com/Miniature_and_residual_circuit_breakers/ITA/P1MS4P100.pdf | Rozłącznik izolacyjny, modułowy, 4P, 100A w AC22A | http://datasheet.lovatoelectric.com/Miniature_and_residual_circuit_breakers/POL/P1MS4P100.pdf | Separator modular de sarcina - 4P 100A | http://datasheet.lovatoelectric.com/Miniature_and_residual_circuit_breakers/RON/P1MS4P100.pdf
P1MS4P125 | P1MS4P032.jpg | http://datasheet.lovatoelectric.com/Miniature_and_residual_circuit_breakers/products_images/P1MS4P032.jpg | Modular switch disconnector - 4P 125A | http://datasheet.lovatoelectric.com/Miniature_and_residual_circuit_breakers/ENG/P1MS4P125.pdf | Interruttore sezionatore modulare - 4P 125A | http://datasheet.lovatoelectric.com/Miniature_and_residual_circuit_breakers/ITA/P1MS4P125.pdf | Rozłącznik izolacyjny, modułowy, 4P, 125A w AC22A | http://datasheet.lovatoelectric.com/Miniature_and_residual_circuit_breakers/POL/P1MS4P125.pdf | Separator modular de sarcina - 4P 125A | http://datasheet.lovatoelectric.com/Miniature_and_residual_circuit_breakers/RON/P1MS4P125.pdf
P1RA2P40A030 | P1RA2P40A300.jpg | http://datasheet.lovatoelectric.com/Miniature_and_residual_circuit_breakers/products_images/P1RA2P40A300.jpg | Residual block, 2P - type A, 40A (IΔn 30mA) | http://datasheet.lovatoelectric.com/Miniature_and_residual_circuit_breakers/ENG/P1RA2P40A030.pdf | Blocco differenziale, 2P - tipo A, 40A (IΔn 30mA) | http://datasheet.lovatoelectric.com/Miniature_and_residual_circuit_breakers/ITA/P1RA2P40A030.pdf | Bloki różnicowoprądowe, 2P - Typ A, 40A (IΔn 30mA) | http://datasheet.lovatoelectric.com/Miniature_and_residual_circuit_breakers/POL/P1RA2P40A030.pdf | Residual block, 2P - type A, 40A (IΔn 30mA) | http://datasheet.lovatoelectric.com/Miniature_and_residual_circuit_breakers/RON/P1RA2P40A030.pdf
P1RA2P40A300 | P1RA2P40A300.jpg | http://datasheet.lovatoelectric.com/Miniature_and_residual_circuit_breakers/products_images/P1RA2P40A300.jpg | Residual block, 2P - type A, 40A (IΔn 300mA) | http://datasheet.lovatoelectric.com/Miniature_and_residual_circuit_breakers/ENG/P1RA2P40A300.pdf | Blocco differenziale, 2P - tipo A, 40A (IΔn 300mA) | http://datasheet.lovatoelectric.com/Miniature_and_residual_circuit_breakers/ITA/P1RA2P40A300.pdf | Bloki różnicowoprądowe, 2P - Typ A, 40A (IΔn 300mA) | http://datasheet.lovatoelectric.com/Miniature_and_residual_circuit_breakers/POL/P1RA2P40A300.pdf | Residual block, 2P - type A, 40A (IΔn 300mA) | http://datasheet.lovatoelectric.com/Miniature_and_residual_circuit_breakers/RON/P1RA2P40A300.pdf
P1RA2P63A030 | P1RA2P63A300.jpg | http://datasheet.lovatoelectric.com/Miniature_and_residual_circuit_breakers/products_images/P1RA2P63A300.jpg | Residual block, 2P - type A, 63A (IΔn 30mA) | http://datasheet.lovatoelectric.com/Miniature_and_residual_circuit_breakers/ENG/P1RA2P63A030.pdf | Blocco differenziale, 2P - tipo A, 63A (IΔn 30mA) | http://datasheet.lovatoelectric.com/Miniature_and_residual_circuit_breakers/ITA/P1RA2P63A030.pdf | Bloki różnicowoprądowe, 2P - Typ A, 63A (IΔn 30mA) | http://datasheet.lovatoelectric.com/Miniature_and_residual_circuit_breakers/POL/P1RA2P63A030.pdf | Residual block, 2P - type A, 63A (IΔn 30mA) | http://datasheet.lovatoelectric.com/Miniature_and_residual_circuit_breakers/RON/P1RA2P63A030.pdf
P1RA2P63A300 | P1RA2P63A300.jpg | http://datasheet.lovatoelectric.com/Miniature_and_residual_circuit_breakers/products_images/P1RA2P63A300.jpg | Residual block, 2P - type A, 63A (IΔn 300mA) | http://datasheet.lovatoelectric.com/Miniature_and_residual_circuit_breakers/ENG/P1RA2P63A300.pdf | Blocco differenziale, 2P - tipo A, 63A (IΔn 300mA) | http://datasheet.lovatoelectric.com/Miniature_and_residual_circuit_breakers/ITA/P1RA2P63A300.pdf | Bloki różnicowoprądowe, 2P - Typ A, 63A (IΔn 300mA) | http://datasheet.lovatoelectric.com/Miniature_and_residual_circuit_breakers/POL/P1RA2P63A300.pdf | Residual block, 2P - type A, 63A (IΔn 300mA) | http://datasheet.lovatoelectric.com/Miniature_and_residual_circuit_breakers/RON/P1RA2P63A300.pdf
P1RA3P40A030 | P1RA3P40A030.jpg | http://datasheet.lovatoelectric.com/Miniature_and_residual_circuit_breakers/products_images/P1RA3P40A030.jpg | Residual block, 3P - type A, 40A (IΔn 30mA) | http://datasheet.lovatoelectric.com/Miniature_and_residual_circuit_breakers/ENG/P1RA3P40A030.pdf | Blocco differenziale, 3P - tipo A, 40A (IΔn 30mA) | http://datasheet.lovatoelectric.com/Miniature_and_residual_circuit_breakers/ITA/P1RA3P40A030.pdf | Bloki różnicowoprądowe, 3P - Typ A, 40A (IΔn 30mA) | http://datasheet.lovatoelectric.com/Miniature_and_residual_circuit_breakers/POL/P1RA3P40A030.pdf | Residual block, 3P - type A, 40A (IΔn 30mA) | http://datasheet.lovatoelectric.com/Miniature_and_residual_circuit_breakers/RON/P1RA3P40A030.pdf
P1RA3P40A300 | P1RA3P40A030.jpg | http://datasheet.lovatoelectric.com/Miniature_and_residual_circuit_breakers/products_images/P1RA3P40A030.jpg | Residual block, 3P - type A, 40A (IΔn 300mA) | http://datasheet.lovatoelectric.com/Miniature_and_residual_circuit_breakers/ENG/P1RA3P40A300.pdf | Blocco differenziale, 3P - tipo A, 40A (IΔn 300mA) | http://datasheet.lovatoelectric.com/Miniature_and_residual_circuit_breakers/ITA/P1RA3P40A300.pdf | Bloki różnicowoprądowe, 3P - Typ A, 40A (IΔn 300mA) | http://datasheet.lovatoelectric.com/Miniature_and_residual_circuit_breakers/POL/P1RA3P40A300.pdf | Residual block, 3P - type A, 40A (IΔn 300mA) | http://datasheet.lovatoelectric.com/Miniature_and_residual_circuit_breakers/RON/P1RA3P40A300.pdf
P1RA3P63A030 | P1RA3P63A300.jpg | http://datasheet.lovatoelectric.com/Miniature_and_residual_circuit_breakers/products_images/P1RA3P63A300.jpg | Residual block, 3P - type A, 63A (IΔn 30mA) | http://datasheet.lovatoelectric.com/Miniature_and_residual_circuit_breakers/ENG/P1RA3P63A030.pdf | Blocco differenziale, 3P - tipo A, 63A (IΔn 30mA) | http://datasheet.lovatoelectric.com/Miniature_and_residual_circuit_breakers/ITA/P1RA3P63A030.pdf | Bloki różnicowoprądowe, 3P - Typ A, 63A (IΔn 30mA) | http://datasheet.lovatoelectric.com/Miniature_and_residual_circuit_breakers/POL/P1RA3P63A030.pdf | Residual block, 3P - type A, 63A (IΔn 30mA) | http://datasheet.lovatoelectric.com/Miniature_and_residual_circuit_breakers/RON/P1RA3P63A030.pdf
P1RA3P63A300 | P1RA3P63A300.jpg | http://datasheet.lovatoelectric.com/Miniature_and_residual_circuit_breakers/products_images/P1RA3P63A300.jpg | Residual block, 3P - type A, 63A (IΔn 300mA) | http://datasheet.lovatoelectric.com/Miniature_and_residual_circuit_breakers/ENG/P1RA3P63A300.pdf | Blocco differenziale, 3P - tipo A, 63A (IΔn 300mA) | http://datasheet.lovatoelectric.com/Miniature_and_residual_circuit_breakers/ITA/P1RA3P63A300.pdf | Bloki różnicowoprądowe, 3P - Typ A, 63A (IΔn 300mA) | http://datasheet.lovatoelectric.com/Miniature_and_residual_circuit_breakers/POL/P1RA3P63A300.pdf | Residual block, 3P - type A, 63A (IΔn 300mA) | http://datasheet.lovatoelectric.com/Miniature_and_residual_circuit_breakers/RON/P1RA3P63A300.pdf
P1RA4P40A030 | P1RA4P40A030.jpg | http://datasheet.lovatoelectric.com/Miniature_and_residual_circuit_breakers/products_images/P1RA4P40A030.jpg | Residual block, 4P - type A, 40A (IΔn 30mA) | http://datasheet.lovatoelectric.com/Miniature_and_residual_circuit_breakers/ENG/P1RA4P40A030.pdf | Blocco differenziale, 4P - tipo A, 40A (IΔn 30mA) | http://datasheet.lovatoelectric.com/Miniature_and_residual_circuit_breakers/ITA/P1RA4P40A030.pdf | Bloki różnicowoprądowe, 4P - Typ A, 40A (IΔn 30mA) | http://datasheet.lovatoelectric.com/Miniature_and_residual_circuit_breakers/POL/P1RA4P40A030.pdf | Residual block, 4P - type A, 40A (IΔn 30mA) | http://datasheet.lovatoelectric.com/Miniature_and_residual_circuit_breakers/RON/P1RA4P40A030.pdf
P1RA4P40A300 | P1RA4P40A030.jpg | http://datasheet.lovatoelectric.com/Miniature_and_residual_circuit_breakers/products_images/P1RA4P40A030.jpg | Residual block, 4P - type A, 40A (IΔn 300mA) | http://datasheet.lovatoelectric.com/Miniature_and_residual_circuit_breakers/ENG/P1RA4P40A300.pdf | Blocco differenziale, 4P - tipo A, 40A (IΔn 300mA) | http://datasheet.lovatoelectric.com/Miniature_and_residual_circuit_breakers/ITA/P1RA4P40A300.pdf | Bloki różnicowoprądowe, 4P - Typ A, 40A (IΔn 300mA) | http://datasheet.lovatoelectric.com/Miniature_and_residual_circuit_breakers/POL/P1RA4P40A300.pdf | Residual block, 4P - type A, 40A (IΔn 300mA) | http://datasheet.lovatoelectric.com/Miniature_and_residual_circuit_breakers/RON/P1RA4P40A300.pdf
P1RA4P63A030 | P1RA4P63A300.jpg | http://datasheet.lovatoelectric.com/Miniature_and_residual_circuit_breakers/products_images/P1RA4P63A300.jpg | Residual block, 4P - type A, 63A (IΔn 30mA) | http://datasheet.lovatoelectric.com/Miniature_and_residual_circuit_breakers/ENG/P1RA4P63A030.pdf | Blocco differenziale, 4P - tipo A, 63A (IΔn 30mA) | http://datasheet.lovatoelectric.com/Miniature_and_residual_circuit_breakers/ITA/P1RA4P63A030.pdf | Bloki różnicowoprądowe, 4P - Typ A, 63A (IΔn 30mA) | http://datasheet.lovatoelectric.com/Miniature_and_residual_circuit_breakers/POL/P1RA4P63A030.pdf | Residual block, 4P - type A, 63A (IΔn 30mA) | http://datasheet.lovatoelectric.com/Miniature_and_residual_circuit_breakers/RON/P1RA4P63A030.pdf
P1RA4P63A300 | P1RA4P63A300.jpg | http://datasheet.lovatoelectric.com/Miniature_and_residual_circuit_breakers/products_images/P1RA4P63A300.jpg | Residual block, 4P - type A, 63A (IΔn 300mA) | http://datasheet.lovatoelectric.com/Miniature_and_residual_circuit_breakers/ENG/P1RA4P63A300.pdf | Blocco differenziale, 4P - tipo A, 63A (IΔn 300mA) | http://datasheet.lovatoelectric.com/Miniature_and_residual_circuit_breakers/ITA/P1RA4P63A300.pdf | Bloki różnicowoprądowe, 4P - Typ A, 63A (IΔn 300mA) | http://datasheet.lovatoelectric.com/Miniature_and_residual_circuit_breakers/POL/P1RA4P63A300.pdf | Residual block, 4P - type A, 63A (IΔn 300mA) | http://datasheet.lovatoelectric.com/Miniature_and_residual_circuit_breakers/RON/P1RA4P63A300.pdf
P1RB1NC06A030 | P1RB1NC06A030.jpg | http://datasheet.lovatoelectric.com/Miniature_and_residual_circuit_breakers/products_images/P1RB1NC06A030.jpg | Residual current circuit breaker with overcurrent protection, 10kA. 2 modules, 1P+N - type A, 6A | http://datasheet.lovatoelectric.com/Miniature_and_residual_circuit_breakers/ENG/P1RB1NC06A030.pdf | Interruttore magnetotermico differenziale, 10kA. 2 moduli, 1P+N – tipo A, 6A, 30mA | http://datasheet.lovatoelectric.com/Miniature_and_residual_circuit_breakers/ITA/P1RB1NC06A030.pdf | Wyłącznik różnicowonadprądowy - 1P+N - typ A, 6A, 30mA | http://datasheet.lovatoelectric.com/Miniature_and_residual_circuit_breakers/POL/P1RB1NC06A030.pdf | Residual current circuit breaker with overcurrent protection, 10kA. 2 modules, 1P+N - type A, 6A | http://datasheet.lovatoelectric.com/Miniature_and_residual_circuit_breakers/RON/P1RB1NC06A030.pdf
P1RB1NC06A300 | P1RB1NC06A030.jpg | http://datasheet.lovatoelectric.com/Miniature_and_residual_circuit_breakers/products_images/P1RB1NC06A030.jpg | Residual current circuit breaker with overcurrent protection, 10kA. 2 modules, 1P+N - type A, 6A | http://datasheet.lovatoelectric.com/Miniature_and_residual_circuit_breakers/ENG/P1RB1NC06A300.pdf | Interruttore magnetotermico differenziale, 10kA. 2 moduli, 1P+N – tipo A, 6A, 300mA | http://datasheet.lovatoelectric.com/Miniature_and_residual_circuit_breakers/ITA/P1RB1NC06A300.pdf | Wyłącznik różnicowonadprądowy - 1P+N - typ A, 6A, 300mA | http://datasheet.lovatoelectric.com/Miniature_and_residual_circuit_breakers/POL/P1RB1NC06A300.pdf | Residual current circuit breaker with overcurrent protection, 10kA. 2 modules, 1P+N - type A, 6A | http://datasheet.lovatoelectric.com/Miniature_and_residual_circuit_breakers/RON/P1RB1NC06A300.pdf
P1RB1NC06AC030 | P1RB1NC06AC030.jpg | http://datasheet.lovatoelectric.com/Miniature_and_residual_circuit_breakers/products_images/P1RB1NC06AC030.jpg | Residual current circuit breaker with overcurrent protection, 10kA. 2 modules, 1P+N - type AC, 06A | http://datasheet.lovatoelectric.com/Miniature_and_residual_circuit_breakers/ENG/P1RB1NC06AC030.pdf | Interruttore magnetotermico differenziale, 10kA. 2 moduli, 1P+N – tipo AC, 6A, 30mA | http://datasheet.lovatoelectric.com/Miniature_and_residual_circuit_breakers/ITA/P1RB1NC06AC030.pdf | Wyłącznik różnicowonadprądowy - 1P+N - typ AC, 6A, 30mA | http://datasheet.lovatoelectric.com/Miniature_and_residual_circuit_breakers/POL/P1RB1NC06AC030.pdf | Residual current circuit breaker with overcurrent protection, 10kA. 2 modules, 1P+N - type AC, 06A | http://datasheet.lovatoelectric.com/Miniature_and_residual_circuit_breakers/RON/P1RB1NC06AC030.pdf
P1RB1NC06AC300 | P1RB1NC06AC030.jpg | http://datasheet.lovatoelectric.com/Miniature_and_residual_circuit_breakers/products_images/P1RB1NC06AC030.jpg | Residual current circuit breaker with overcurrent protection, 10kA. 2 modules, 1P+N - type AC, 06A | http://datasheet.lovatoelectric.com/Miniature_and_residual_circuit_breakers/ENG/P1RB1NC06AC300.pdf | Interruttore magnetotermico differenziale, 10kA. 2 moduli, 1P+N – tipo AC, 6A, 300mA | http://datasheet.lovatoelectric.com/Miniature_and_residual_circuit_breakers/ITA/P1RB1NC06AC300.pdf | Wyłącznik różnicowonadprądowy - 1P+N - typ AC, 6A, 300mA | http://datasheet.lovatoelectric.com/Miniature_and_residual_circuit_breakers/POL/P1RB1NC06AC300.pdf | Residual current circuit breaker with overcurrent protection, 10kA. 2 modules, 1P+N - type AC, 06A | http://datasheet.lovatoelectric.com/Miniature_and_residual_circuit_breakers/RON/P1RB1NC06AC300.pdf
P1RB1NC10A030 | P1RB1NC10A030.jpg | http://datasheet.lovatoelectric.com/Miniature_and_residual_circuit_breakers/products_images/P1RB1NC10A030.jpg | Residual current circuit breaker with overcurrent protection, 10kA. 2 modules, 1P+N - type A, 10A | http://datasheet.lovatoelectric.com/Miniature_and_residual_circuit_breakers/ENG/P1RB1NC10A030.pdf | Interruttore magnetotermico differenziale, 10kA. 2 moduli, 1P+N – tipo A, 10A, 30mA | http://datasheet.lovatoelectric.com/Miniature_and_residual_circuit_breakers/ITA/P1RB1NC10A030.pdf | Wyłącznik różnicowonadprądowy - 1P+N - typ A, 10A, 30mA | http://datasheet.lovatoelectric.com/Miniature_and_residual_circuit_breakers/POL/P1RB1NC10A030.pdf | Residual current circuit breaker with overcurrent protection, 10kA. 2 modules, 1P+N - type A, 10A | http://datasheet.lovatoelectric.com/Miniature_and_residual_circuit_breakers/RON/P1RB1NC10A030.pdf
P1RB1NC10A300 | P1RB1NC10A030.jpg | http://datasheet.lovatoelectric.com/Miniature_and_residual_circuit_breakers/products_images/P1RB1NC10A030.jpg | Residual current circuit breaker with overcurrent protection, 10kA. 2 modules, 1P+N - type A, 10A | http://datasheet.lovatoelectric.com/Miniature_and_residual_circuit_breakers/ENG/P1RB1NC10A300.pdf | Interruttore magnetotermico differenziale, 10kA. 2 moduli, 1P+N – tipo A, 10A, 300mA | http://datasheet.lovatoelectric.com/Miniature_and_residual_circuit_breakers/ITA/P1RB1NC10A300.pdf | Wyłącznik różnicowonadprądowy - 1P+N - typ A, 10A, 300mA | http://datasheet.lovatoelectric.com/Miniature_and_residual_circuit_breakers/POL/P1RB1NC10A300.pdf | Residual current circuit breaker with overcurrent protection, 10kA. 2 modules, 1P+N - type A, 10A | http://datasheet.lovatoelectric.com/Miniature_and_residual_circuit_breakers/RON/P1RB1NC10A300.pdf
P1RB1NC10AC030 | P1RB1NC10AC030.jpg | http://datasheet.lovatoelectric.com/Miniature_and_residual_circuit_breakers/products_images/P1RB1NC10AC030.jpg | Residual current circuit breaker with overcurrent protection, 10kA. 2 modules, 1P+N - type AC, 10A | http://datasheet.lovatoelectric.com/Miniature_and_residual_circuit_breakers/ENG/P1RB1NC10AC030.pdf | Interruttore magnetotermico differenziale, 10kA. 2 moduli, 1P+N – tipo AC, 10A, 30mA | http://datasheet.lovatoelectric.com/Miniature_and_residual_circuit_breakers/ITA/P1RB1NC10AC030.pdf | Wyłącznik różnicowonadprądowy - 1P+N - typ AC, 10A, 30mA | http://datasheet.lovatoelectric.com/Miniature_and_residual_circuit_breakers/POL/P1RB1NC10AC030.pdf | Residual current circuit breaker with overcurrent protection, 10kA. 2 modules, 1P+N - type AC, 10A | http://datasheet.lovatoelectric.com/Miniature_and_residual_circuit_breakers/RON/P1RB1NC10AC030.pdf
P1RB1NC10AC300 | P1RB1NC10AC030.jpg | http://datasheet.lovatoelectric.com/Miniature_and_residual_circuit_breakers/products_images/P1RB1NC10AC030.jpg | Residual current circuit breaker with overcurrent protection, 10kA. 2 modules, 1P+N - type AC, 10A | http://datasheet.lovatoelectric.com/Miniature_and_residual_circuit_breakers/ENG/P1RB1NC10AC300.pdf | Interruttore magnetotermico differenziale, 10kA. 2 moduli, 1P+N – tipo AC, 10A, 300mA | http://datasheet.lovatoelectric.com/Miniature_and_residual_circuit_breakers/ITA/P1RB1NC10AC300.pdf | Wyłącznik różnicowonadprądowy - 1P+N - typ AC, 10A, 300mA | http://datasheet.lovatoelectric.com/Miniature_and_residual_circuit_breakers/POL/P1RB1NC10AC300.pdf | Residual current circuit breaker with overcurrent protection, 10kA. 2 modules, 1P+N - type AC, 10A | http://datasheet.lovatoelectric.com/Miniature_and_residual_circuit_breakers/RON/P1RB1NC10AC300.pdf
P1RB1NC16A030 | P1RB1NC16A300.jpg | http://datasheet.lovatoelectric.com/Miniature_and_residual_circuit_breakers/products_images/P1RB1NC16A300.jpg | Residual current circuit breaker with overcurrent protection, 10kA. 2 modules, 1P+N - type A, 16A | http://datasheet.lovatoelectric.com/Miniature_and_residual_circuit_breakers/ENG/P1RB1NC16A030.pdf | Interruttore magnetotermico differenziale, 10kA. 2 moduli, 1P+N – tipo A, 16A, 30mA | http://datasheet.lovatoelectric.com/Miniature_and_residual_circuit_breakers/ITA/P1RB1NC16A030.pdf | Wyłącznik różnicowonadprądowy - 1P+N - typ A, 16A, 30mA | http://datasheet.lovatoelectric.com/Miniature_and_residual_circuit_breakers/POL/P1RB1NC16A030.pdf | Residual current circuit breaker with overcurrent protection, 10kA. 2 modules, 1P+N - type A, 16A | http://datasheet.lovatoelectric.com/Miniature_and_residual_circuit_breakers/RON/P1RB1NC16A030.pdf
P1RB1NC16A300 | P1RB1NC16A300.jpg | http://datasheet.lovatoelectric.com/Miniature_and_residual_circuit_breakers/products_images/P1RB1NC16A300.jpg | Residual current circuit breaker with overcurrent protection, 10kA. 2 modules, 1P+N - type A, 16A | http://datasheet.lovatoelectric.com/Miniature_and_residual_circuit_breakers/ENG/P1RB1NC16A300.pdf | Interruttore magnetotermico differenziale, 10kA. 2 moduli, 1P+N – tipo A, 16A, 300mA | http://datasheet.lovatoelectric.com/Miniature_and_residual_circuit_breakers/ITA/P1RB1NC16A300.pdf | Wyłącznik różnicowonadprądowy - 1P+N - typ A, 16A, 300mA | http://datasheet.lovatoelectric.com/Miniature_and_residual_circuit_breakers/POL/P1RB1NC16A300.pdf | Residual current circuit breaker with overcurrent protection, 10kA. 2 modules, 1P+N - type A, 16A | http://datasheet.lovatoelectric.com/Miniature_and_residual_circuit_breakers/RON/P1RB1NC16A300.pdf
P1RB1NC16AC030 | P1RB1NC16AC030.jpg | http://datasheet.lovatoelectric.com/Miniature_and_residual_circuit_breakers/products_images/P1RB1NC16AC030.jpg | Residual current circuit breaker with overcurrent protection, 10kA. 2 modules, 1P+N - type AC, 16A | http://datasheet.lovatoelectric.com/Miniature_and_residual_circuit_breakers/ENG/P1RB1NC16AC030.pdf | Interruttore magnetotermico differenziale, 10kA. 2 moduli, 1P+N – tipo AC, 16A, 30mA | http://datasheet.lovatoelectric.com/Miniature_and_residual_circuit_breakers/ITA/P1RB1NC16AC030.pdf | Wyłącznik różnicowonadprądowy - 1P+N - typ AC, 16A, 30mA | http://datasheet.lovatoelectric.com/Miniature_and_residual_circuit_breakers/POL/P1RB1NC16AC030.pdf | Residual current circuit breaker with overcurrent protection, 10kA. 2 modules, 1P+N - type AC, 16A | http://datasheet.lovatoelectric.com/Miniature_and_residual_circuit_breakers/RON/P1RB1NC16AC030.pdf
P1RB1NC16AC300 | P1RB1NC16AC030.jpg | http://datasheet.lovatoelectric.com/Miniature_and_residual_circuit_breakers/products_images/P1RB1NC16AC030.jpg | Residual current circuit breaker with overcurrent protection, 10kA. 2 modules, 1P+N - type AC, 16A | http://datasheet.lovatoelectric.com/Miniature_and_residual_circuit_breakers/ENG/P1RB1NC16AC300.pdf | Interruttore magnetotermico differenziale, 10kA. 2 moduli, 1P+N – tipo AC, 16A, 300mA | http://datasheet.lovatoelectric.com/Miniature_and_residual_circuit_breakers/ITA/P1RB1NC16AC300.pdf | Wyłącznik różnicowonadprądowy - 1P+N - typ AC, 16A, 300mA | http://datasheet.lovatoelectric.com/Miniature_and_residual_circuit_breakers/POL/P1RB1NC16AC300.pdf | Residual current circuit breaker with overcurrent protection, 10kA. 2 modules, 1P+N - type AC, 16A | http://datasheet.lovatoelectric.com/Miniature_and_residual_circuit_breakers/RON/P1RB1NC16AC300.pdf
P1RB1NC20A030 | P1RB1N.jpg | http://datasheet.lovatoelectric.com/Miniature_and_residual_circuit_breakers/products_images/P1RB1N.jpg | Residual current circuit breaker with overcurrent protection, 10kA. 2 modules, 1P+N - type A, 20A | http://datasheet.lovatoelectric.com/Miniature_and_residual_circuit_breakers/ENG/P1RB1NC20A030.pdf | Interruttore magnetotermico differenziale, 10kA. 2 moduli, 1P+N – tipo A, 20A, 30mA | http://datasheet.lovatoelectric.com/Miniature_and_residual_circuit_breakers/ITA/P1RB1NC20A030.pdf | Wyłącznik różnicowonadprądowy - 1P+N - typ A, 20A, 30mA | http://datasheet.lovatoelectric.com/Miniature_and_residual_circuit_breakers/POL/P1RB1NC20A030.pdf | Residual current circuit breaker with overcurrent protection, 10kA. 2 modules, 1P+N - type A, 20A | http://datasheet.lovatoelectric.com/Miniature_and_residual_circuit_breakers/RON/P1RB1NC20A030.pdf
P1RB1NC20A300 | P1RB1N.jpg | http://datasheet.lovatoelectric.com/Miniature_and_residual_circuit_breakers/products_images/P1RB1N.jpg | Residual current circuit breaker with overcurrent protection, 10kA. 2 modules, 1P+N - type A, 20A | http://datasheet.lovatoelectric.com/Miniature_and_residual_circuit_breakers/ENG/P1RB1NC20A300.pdf | Interruttore magnetotermico differenziale, 10kA. 2 moduli, 1P+N – tipo A, 20A, 300mA | http://datasheet.lovatoelectric.com/Miniature_and_residual_circuit_breakers/ITA/P1RB1NC20A300.pdf | Wyłącznik różnicowonadprądowy - 1P+N - typ A, 20A, 300mA | http://datasheet.lovatoelectric.com/Miniature_and_residual_circuit_breakers/POL/P1RB1NC20A300.pdf | Residual current circuit breaker with overcurrent protection, 10kA. 2 modules, 1P+N - type A, 20A | http://datasheet.lovatoelectric.com/Miniature_and_residual_circuit_breakers/RON/P1RB1NC20A300.pdf
P1RB1NC20AC030 | P1RB1NC20AC030.jpg | http://datasheet.lovatoelectric.com/Miniature_and_residual_circuit_breakers/products_images/P1RB1NC20AC030.jpg | Residual current circuit breaker with overcurrent protection, 10kA. 2 modules, 1P+N - type AC, 20A | http://datasheet.lovatoelectric.com/Miniature_and_residual_circuit_breakers/ENG/P1RB1NC20AC030.pdf | Interruttore magnetotermico differenziale, 10kA. 2 moduli, 1P+N – tipo AC, 20A, 30mA | http://datasheet.lovatoelectric.com/Miniature_and_residual_circuit_breakers/ITA/P1RB1NC20AC030.pdf | Wyłącznik różnicowonadprądowy - 1P+N - typ AC, 20A, 30mA | http://datasheet.lovatoelectric.com/Miniature_and_residual_circuit_breakers/POL/P1RB1NC20AC030.pdf | Residual current circuit breaker with overcurrent protection, 10kA. 2 modules, 1P+N - type AC, 20A | http://datasheet.lovatoelectric.com/Miniature_and_residual_circuit_breakers/RON/P1RB1NC20AC030.pdf
P1RB1NC20AC300 | P1RB1NC20AC030.jpg | http://datasheet.lovatoelectric.com/Miniature_and_residual_circuit_breakers/products_images/P1RB1NC20AC030.jpg | Residual current circuit breaker with overcurrent protection, 10kA. 2 modules, 1P+N - type AC, 20A | http://datasheet.lovatoelectric.com/Miniature_and_residual_circuit_breakers/ENG/P1RB1NC20AC300.pdf | Interruttore magnetotermico differenziale, 10kA. 2 moduli, 1P+N – tipo AC, 20A, 300mA | http://datasheet.lovatoelectric.com/Miniature_and_residual_circuit_breakers/ITA/P1RB1NC20AC300.pdf | Wyłącznik różnicowonadprądowy - 1P+N - typ AC, 20A, 300mA | http://datasheet.lovatoelectric.com/Miniature_and_residual_circuit_breakers/POL/P1RB1NC20AC300.pdf | Residual current circuit breaker with overcurrent protection, 10kA. 2 modules, 1P+N - type AC, 20A | http://datasheet.lovatoelectric.com/Miniature_and_residual_circuit_breakers/RON/P1RB1NC20AC300.pdf
P1RB1NC25A030 | P1RB1NC25AC030.jpg | http://datasheet.lovatoelectric.com/Miniature_and_residual_circuit_breakers/products_images/P1RB1NC25AC030.jpg | Residual current circuit breaker with overcurrent protection, 10kA. 2 modules, 1P+N - type A, 25A | http://datasheet.lovatoelectric.com/Miniature_and_residual_circuit_breakers/ENG/P1RB1NC25A030.pdf | Interruttore magnetotermico differenziale, 10kA. 2 moduli, 1P+N – tipo A, 25A, 30mA | http://datasheet.lovatoelectric.com/Miniature_and_residual_circuit_breakers/ITA/P1RB1NC25A030.pdf | Wyłącznik różnicowonadprądowy - 1P+N - typ A, 25A, 30mA | http://datasheet.lovatoelectric.com/Miniature_and_residual_circuit_breakers/POL/P1RB1NC25A030.pdf | Residual current circuit breaker with overcurrent protection, 10kA. 2 modules, 1P+N - type A, 25A | http://datasheet.lovatoelectric.com/Miniature_and_residual_circuit_breakers/RON/P1RB1NC25A030.pdf
P1RB1NC25AC030 | P1RB1NC25AC030.jpg | http://datasheet.lovatoelectric.com/Miniature_and_residual_circuit_breakers/products_images/P1RB1NC25AC030.jpg | Residual current circuit breaker with overcurrent protection, 10kA. 2 modules, 1P+N - type AC, 25A | http://datasheet.lovatoelectric.com/Miniature_and_residual_circuit_breakers/ENG/P1RB1NC25AC030.pdf | Interruttore magnetotermico differenziale, 10kA. 2 moduli, 1P+N – tipo AC, 25A, 30mA | http://datasheet.lovatoelectric.com/Miniature_and_residual_circuit_breakers/ITA/P1RB1NC25AC030.pdf | Wyłącznik różnicowonadprądowy - 1P+N - typ AC, 25A, 30mA | http://datasheet.lovatoelectric.com/Miniature_and_residual_circuit_breakers/POL/P1RB1NC25AC030.pdf | Residual current circuit breaker with overcurrent protection, 10kA. 2 modules, 1P+N - type AC, 25A | http://datasheet.lovatoelectric.com/Miniature_and_residual_circuit_breakers/RON/P1RB1NC25AC030.pdf
P1RB1NC25AC300 | P1RB1NC25AC030.jpg | http://datasheet.lovatoelectric.com/Miniature_and_residual_circuit_breakers/products_images/P1RB1NC25AC030.jpg | Residual current circuit breaker with overcurrent protection, 10kA. 2 modules, 1P+N - type AC, 25A | http://datasheet.lovatoelectric.com/Miniature_and_residual_circuit_breakers/ENG/P1RB1NC25AC300.pdf | Interruttore magnetotermico differenziale, 10kA. 2 moduli, 1P+N – tipo AC, 25A, 300mA | http://datasheet.lovatoelectric.com/Miniature_and_residual_circuit_breakers/ITA/P1RB1NC25AC300.pdf | Wyłącznik różnicowonadprądowy - 1P+N - typ AC, 25A, 300mA | http://datasheet.lovatoelectric.com/Miniature_and_residual_circuit_breakers/POL/P1RB1NC25AC300.pdf | Residual current circuit breaker with overcurrent protection, 10kA. 2 modules, 1P+N - type AC, 25A | http://datasheet.lovatoelectric.com/Miniature_and_residual_circuit_breakers/RON/P1RB1NC25AC300.pdf
P1RB1NC32A030 | P1RB1NC32AC030.jpg | http://datasheet.lovatoelectric.com/Miniature_and_residual_circuit_breakers/products_images/P1RB1NC32AC030.jpg | Residual current circuit breaker with overcurrent protection, 10kA. 2 modules, 1P+N - type A, 32A | http://datasheet.lovatoelectric.com/Miniature_and_residual_circuit_breakers/ENG/P1RB1NC32A030.pdf | Interruttore magnetotermico differenziale, 10kA. 2 moduli, 1P+N – tipo A, 32A, 30mA | http://datasheet.lovatoelectric.com/Miniature_and_residual_circuit_breakers/ITA/P1RB1NC32A030.pdf | Wyłącznik różnicowonadprądowy - 1P+N - typ A, 32A, 30mA | http://datasheet.lovatoelectric.com/Miniature_and_residual_circuit_breakers/POL/P1RB1NC32A030.pdf | Residual current circuit breaker with overcurrent protection, 10kA. 2 modules, 1P+N - type A, 32A | http://datasheet.lovatoelectric.com/Miniature_and_residual_circuit_breakers/RON/P1RB1NC32A030.pdf
P1RB1NC32A300 | P1RB1NC32AC030.jpg | http://datasheet.lovatoelectric.com/Miniature_and_residual_circuit_breakers/products_images/P1RB1NC32AC030.jpg | Residual current circuit breaker with overcurrent protection, 10kA. 2 modules, 1P+N - type A, 32A | http://datasheet.lovatoelectric.com/Miniature_and_residual_circuit_breakers/ENG/P1RB1NC32A300.pdf | Interruttore magnetotermico differenziale, 10kA. 2 moduli, 1P+N – tipo A, 32A, 300mA | http://datasheet.lovatoelectric.com/Miniature_and_residual_circuit_breakers/ITA/P1RB1NC32A300.pdf | Wyłącznik różnicowonadprądowy - 1P+N - typ A, 32A, 300mA | http://datasheet.lovatoelectric.com/Miniature_and_residual_circuit_breakers/POL/P1RB1NC32A300.pdf | Residual current circuit breaker with overcurrent protection, 10kA. 2 modules, 1P+N - type A, 32A | http://datasheet.lovatoelectric.com/Miniature_and_residual_circuit_breakers/RON/P1RB1NC32A300.pdf
P1RB1NC32AC030 | P1RB1NC32AC030.jpg | http://datasheet.lovatoelectric.com/Miniature_and_residual_circuit_breakers/products_images/P1RB1NC32AC030.jpg | Residual current circuit breaker with overcurrent protection, 10kA. 2 modules, 1P+N - type AC, 32A | http://datasheet.lovatoelectric.com/Miniature_and_residual_circuit_breakers/ENG/P1RB1NC32AC030.pdf | Interruttore magnetotermico differenziale, 10kA. 2 moduli, 1P+N – tipo AC, 32A, 30mA | http://datasheet.lovatoelectric.com/Miniature_and_residual_circuit_breakers/ITA/P1RB1NC32AC030.pdf | Wyłącznik różnicowonadprądowy - 1P+N - typ AC, 32A, 30mA | http://datasheet.lovatoelectric.com/Miniature_and_residual_circuit_breakers/POL/P1RB1NC32AC030.pdf | Residual current circuit breaker with overcurrent protection, 10kA. 2 modules, 1P+N - type AC, 32A | http://datasheet.lovatoelectric.com/Miniature_and_residual_circuit_breakers/RON/P1RB1NC32AC030.pdf
P1RB1NC32AC300 | P1RB1NC32AC030.jpg | http://datasheet.lovatoelectric.com/Miniature_and_residual_circuit_breakers/products_images/P1RB1NC32AC030.jpg | Residual current circuit breaker with overcurrent protection, 10kA. 2 modules, 1P+N - type AC, 32A | http://datasheet.lovatoelectric.com/Miniature_and_residual_circuit_breakers/ENG/P1RB1NC32AC300.pdf | Interruttore magnetotermico differenziale, 10kA. 2 moduli, 1P+N – tipo AC, 32A, 300mA | http://datasheet.lovatoelectric.com/Miniature_and_residual_circuit_breakers/ITA/P1RB1NC32AC300.pdf | Wyłącznik różnicowonadprądowy - 1P+N - typ AC, 32A, 300mA | http://datasheet.lovatoelectric.com/Miniature_and_residual_circuit_breakers/POL/P1RB1NC32AC300.pdf | Residual current circuit breaker with overcurrent protection, 10kA. 2 modules, 1P+N - type AC, 32A | http://datasheet.lovatoelectric.com/Miniature_and_residual_circuit_breakers/RON/P1RB1NC32AC300.pdf
P1RB1NC40A030 | P1RB1NC40A030.jpg | http://datasheet.lovatoelectric.com/Miniature_and_residual_circuit_breakers/products_images/P1RB1NC40A030.jpg | Residual current circuit breaker with overcurrent protection, 10kA. 2 modules, 1P+N - type A, 40A | http://datasheet.lovatoelectric.com/Miniature_and_residual_circuit_breakers/ENG/P1RB1NC40A030.pdf | Interruttore magnetotermico differenziale, 10kA. 2 moduli, 1P+N – tipo A, 40A, 30mA | http://datasheet.lovatoelectric.com/Miniature_and_residual_circuit_breakers/ITA/P1RB1NC40A030.pdf | Wyłącznik różnicowonadprądowy - 1P+N - typ A, 40A, 30mA | http://datasheet.lovatoelectric.com/Miniature_and_residual_circuit_breakers/POL/P1RB1NC40A030.pdf | Residual current circuit breaker with overcurrent protection, 10kA. 2 modules, 1P+N - type A, 40A | http://datasheet.lovatoelectric.com/Miniature_and_residual_circuit_breakers/RON/P1RB1NC40A030.pdf
P1RB1NC40A300 | P1RB1NC40A030.jpg | http://datasheet.lovatoelectric.com/Miniature_and_residual_circuit_breakers/products_images/P1RB1NC40A030.jpg | Residual current circuit breaker with overcurrent protection, 10kA. 2 modules, 1P+N - type A, 40A | http://datasheet.lovatoelectric.com/Miniature_and_residual_circuit_breakers/ENG/P1RB1NC40A300.pdf | Interruttore magnetotermico differenziale, 10kA. 2 moduli, 1P+N – tipo A, 40A, 300mA | http://datasheet.lovatoelectric.com/Miniature_and_residual_circuit_breakers/ITA/P1RB1NC40A300.pdf | Wyłącznik różnicowonadprądowy - 1P+N - typ A, 40A, 300mA | http://datasheet.lovatoelectric.com/Miniature_and_residual_circuit_breakers/POL/P1RB1NC40A300.pdf | Residual current circuit breaker with overcurrent protection, 10kA. 2 modules, 1P+N - type A, 40A | http://datasheet.lovatoelectric.com/Miniature_and_residual_circuit_breakers/RON/P1RB1NC40A300.pdf
P1RB1NC40AC030 | P1RB1NC40AC300.jpg | http://datasheet.lovatoelectric.com/Miniature_and_residual_circuit_breakers/products_images/P1RB1NC40AC300.jpg | Residual current circuit breaker with overcurrent protection, 10kA. 2 modules, 1P+N - type AC, 40A | http://datasheet.lovatoelectric.com/Miniature_and_residual_circuit_breakers/ENG/P1RB1NC40AC030.pdf | Interruttore magnetotermico differenziale, 10kA. 2 moduli, 1P+N – tipo AC, 40A, 30mA | http://datasheet.lovatoelectric.com/Miniature_and_residual_circuit_breakers/ITA/P1RB1NC40AC030.pdf | Wyłącznik różnicowonadprądowy - 1P+N - typ AC, 40A, 30mA | http://datasheet.lovatoelectric.com/Miniature_and_residual_circuit_breakers/POL/P1RB1NC40AC030.pdf | Residual current circuit breaker with overcurrent protection, 10kA. 2 modules, 1P+N - type AC, 40A | http://datasheet.lovatoelectric.com/Miniature_and_residual_circuit_breakers/RON/P1RB1NC40AC030.pdf
P1RB1NC40AC300 | P1RB1NC40AC300.jpg | http://datasheet.lovatoelectric.com/Miniature_and_residual_circuit_breakers/products_images/P1RB1NC40AC300.jpg | Residual current circuit breaker with overcurrent protection, 10kA. 2 modules, 1P+N - type AC, 40A | http://datasheet.lovatoelectric.com/Miniature_and_residual_circuit_breakers/ENG/P1RB1NC40AC300.pdf | Interruttore magnetotermico differenziale, 10kA. 2 moduli, 1P+N – tipo AC, 40A, 300mA | http://datasheet.lovatoelectric.com/Miniature_and_residual_circuit_breakers/ITA/P1RB1NC40AC300.pdf | Wyłącznik różnicowonadprądowy - 1P+N - typ AC, 40A, 300mA | http://datasheet.lovatoelectric.com/Miniature_and_residual_circuit_breakers/POL/P1RB1NC40AC300.pdf | Residual current circuit breaker with overcurrent protection, 10kA. 2 modules, 1P+N - type AC, 40A | http://datasheet.lovatoelectric.com/Miniature_and_residual_circuit_breakers/RON/P1RB1NC40AC300.pdf
P1RC2P25A030 | P1RC2P25A300.jpg | http://datasheet.lovatoelectric.com/Miniature_and_residual_circuit_breakers/products_images/P1RC2P25A300.jpg | Residual current operated circuit breaker, 2 modules, 2P - type A, 25A, 30mA | http://datasheet.lovatoelectric.com/Miniature_and_residual_circuit_breakers/ENG/P1RC2P25A030.pdf | Interruttore differenziale puro, 2 e 4 moduli, 2P – tipo A, 25A, 30mA | http://datasheet.lovatoelectric.com/Miniature_and_residual_circuit_breakers/ITA/P1RC2P25A030.pdf | Wyłącznik różnicowoprądowy - 2P - typ A, 25A, 30mA | http://datasheet.lovatoelectric.com/Miniature_and_residual_circuit_breakers/POL/P1RC2P25A030.pdf | Residual current operated circuit breaker, 2 modules, 2P - type A, 25A, 30mA | http://datasheet.lovatoelectric.com/Miniature_and_residual_circuit_breakers/RON/P1RC2P25A030.pdf
P1RC2P25A300 | P1RC2P25A300.jpg | http://datasheet.lovatoelectric.com/Miniature_and_residual_circuit_breakers/products_images/P1RC2P25A300.jpg | Residual current operated circuit breaker, 2 modules, 2P - type A, 25A, 300mA | http://datasheet.lovatoelectric.com/Miniature_and_residual_circuit_breakers/ENG/P1RC2P25A300.pdf | Interruttore differenziale puro, 2 e 4 moduli, 2P – tipo A, 25A, 300mA | http://datasheet.lovatoelectric.com/Miniature_and_residual_circuit_breakers/ITA/P1RC2P25A300.pdf | Wyłącznik różnicowoprądowy - 2P - typ A, 25A, 300mA | http://datasheet.lovatoelectric.com/Miniature_and_residual_circuit_breakers/POL/P1RC2P25A300.pdf | Residual current operated circuit breaker, 2 modules, 2P - type A, 25A, 300mA | http://datasheet.lovatoelectric.com/Miniature_and_residual_circuit_breakers/RON/P1RC2P25A300.pdf
P1RC2P25AC030 | P1RC2P25AC030.jpg | http://datasheet.lovatoelectric.com/Miniature_and_residual_circuit_breakers/products_images/P1RC2P25AC030.jpg | Residual current operated circuit breaker, 2 modules, 2P - type AC, 25A, 30mA | http://datasheet.lovatoelectric.com/Miniature_and_residual_circuit_breakers/ENG/P1RC2P25AC030.pdf | Interruttore differenziale puro, 2 e 4 moduli, 2P – tipo AC, 25A, 30mA | http://datasheet.lovatoelectric.com/Miniature_and_residual_circuit_breakers/ITA/P1RC2P25AC030.pdf | Wyłącznik różnicowoprądowy - 2P - typ AC, 25A, 30mA | http://datasheet.lovatoelectric.com/Miniature_and_residual_circuit_breakers/POL/P1RC2P25AC030.pdf | Residual current operated circuit breaker, 2 modules, 2P - type AC, 25A, 30mA | http://datasheet.lovatoelectric.com/Miniature_and_residual_circuit_breakers/RON/P1RC2P25AC030.pdf
P1RC2P25AC300 | P1RC2P25AC300.jpg | http://datasheet.lovatoelectric.com/Miniature_and_residual_circuit_breakers/products_images/P1RC2P25AC300.jpg | Residual current operated circuit breaker, 2 modules, 2P - type AC, 25A, 300mA | http://datasheet.lovatoelectric.com/Miniature_and_residual_circuit_breakers/ENG/P1RC2P25AC300.pdf | Interruttore differenziale puro, 2 e 4 moduli, 2P – tipo AC, 25A, 300mA | http://datasheet.lovatoelectric.com/Miniature_and_residual_circuit_breakers/ITA/P1RC2P25AC300.pdf | Wyłącznik różnicowoprądowy - 2P - typ AC, 25A, 300mA | http://datasheet.lovatoelectric.com/Miniature_and_residual_circuit_breakers/POL/P1RC2P25AC300.pdf | Residual current operated circuit breaker, 2 modules, 2P - type AC, 25A, 300mA | http://datasheet.lovatoelectric.com/Miniature_and_residual_circuit_breakers/RON/P1RC2P25AC300.pdf
P1RC2P40A030 | P1RC2P40A300.jpg | http://datasheet.lovatoelectric.com/Miniature_and_residual_circuit_breakers/products_images/P1RC2P40A300.jpg | Residual current operated circuit breaker, 2 modules, 2P - type A, 40A, 30mA | http://datasheet.lovatoelectric.com/Miniature_and_residual_circuit_breakers/ENG/P1RC2P40A030.pdf | Interruttore differenziale puro, 2 e 4 moduli, 2P – tipo A, 40A, 30mA | http://datasheet.lovatoelectric.com/Miniature_and_residual_circuit_breakers/ITA/P1RC2P40A030.pdf | Wyłącznik różnicowoprądowy - 2P - typ A, 40A, 30mA | http://datasheet.lovatoelectric.com/Miniature_and_residual_circuit_breakers/POL/P1RC2P40A030.pdf | Residual current operated circuit breaker, 2 modules, 2P - type A, 40A, 30mA | http://datasheet.lovatoelectric.com/Miniature_and_residual_circuit_breakers/RON/P1RC2P40A030.pdf
P1RC2P40A300 | P1RC2P40A300.jpg | http://datasheet.lovatoelectric.com/Miniature_and_residual_circuit_breakers/products_images/P1RC2P40A300.jpg | Residual current operated circuit breaker, 2 modules, 2P - type A, 40A, 300mA | http://datasheet.lovatoelectric.com/Miniature_and_residual_circuit_breakers/ENG/P1RC2P40A300.pdf | Interruttore differenziale puro, 2 e 4 moduli, 2P – tipo A, 40A, 300mA | http://datasheet.lovatoelectric.com/Miniature_and_residual_circuit_breakers/ITA/P1RC2P40A300.pdf | Wyłącznik różnicowoprądowy - 2P - typ A, 40A, 300mA | http://datasheet.lovatoelectric.com/Miniature_and_residual_circuit_breakers/POL/P1RC2P40A300.pdf | Residual current operated circuit breaker, 2 modules, 2P - type A, 40A, 300mA | http://datasheet.lovatoelectric.com/Miniature_and_residual_circuit_breakers/RON/P1RC2P40A300.pdf
P1RC2P40AC030 | P1RC2P40AC300.jpg | http://datasheet.lovatoelectric.com/Miniature_and_residual_circuit_breakers/products_images/P1RC2P40AC300.jpg | Residual current operated circuit breaker, 2 modules, 2P - type AC, 40A, 30mA | http://datasheet.lovatoelectric.com/Miniature_and_residual_circuit_breakers/ENG/P1RC2P40AC030.pdf | Interruttore differenziale puro, 2 e 4 moduli, 2P – tipo AC, 40A, 30mA | http://datasheet.lovatoelectric.com/Miniature_and_residual_circuit_breakers/ITA/P1RC2P40AC030.pdf | Wyłącznik różnicowoprądowy - 2P - typ AC, 40A, 30mA | http://datasheet.lovatoelectric.com/Miniature_and_residual_circuit_breakers/POL/P1RC2P40AC030.pdf | Residual current operated circuit breaker, 2 modules, 2P - type AC, 40A, 30mA | http://datasheet.lovatoelectric.com/Miniature_and_residual_circuit_breakers/RON/P1RC2P40AC030.pdf
P1RC2P40AC300 | P1RC2P40AC300.jpg | http://datasheet.lovatoelectric.com/Miniature_and_residual_circuit_breakers/products_images/P1RC2P40AC300.jpg | Residual current operated circuit breaker, 2 modules, 2P - type AC, 40A, 300mA | http://datasheet.lovatoelectric.com/Miniature_and_residual_circuit_breakers/ENG/P1RC2P40AC300.pdf | Interruttore differenziale puro, 2 e 4 moduli, 2P – tipo AC, 40A, 300mA | http://datasheet.lovatoelectric.com/Miniature_and_residual_circuit_breakers/ITA/P1RC2P40AC300.pdf | Wyłącznik różnicowoprądowy - 2P - typ AC, 40A, 300mA | http://datasheet.lovatoelectric.com/Miniature_and_residual_circuit_breakers/POL/P1RC2P40AC300.pdf | Residual current operated circuit breaker, 2 modules, 2P - type AC, 40A, 300mA | http://datasheet.lovatoelectric.com/Miniature_and_residual_circuit_breakers/RON/P1RC2P40AC300.pdf
P1RC2P63A030 | P1RC2P63A030.jpg | http://datasheet.lovatoelectric.com/Miniature_and_residual_circuit_breakers/products_images/P1RC2P63A030.jpg | Residual current operated circuit breaker, 2 modules, 2P - type A, 63A, 30mA | http://datasheet.lovatoelectric.com/Miniature_and_residual_circuit_breakers/ENG/P1RC2P63A030.pdf | Interruttore differenziale puro, 2 e 4 moduli, 2P – tipo A, 63A, 30mA | http://datasheet.lovatoelectric.com/Miniature_and_residual_circuit_breakers/ITA/P1RC2P63A030.pdf | Wyłącznik różnicowoprądowy - 2P - typ A, 63A, 30mA | http://datasheet.lovatoelectric.com/Miniature_and_residual_circuit_breakers/POL/P1RC2P63A030.pdf | Residual current operated circuit breaker, 2 modules, 2P - type A, 63A, 30mA | http://datasheet.lovatoelectric.com/Miniature_and_residual_circuit_breakers/RON/P1RC2P63A030.pdf
P1RC2P63A300 | P1RC2P63A300.jpg | http://datasheet.lovatoelectric.com/Miniature_and_residual_circuit_breakers/products_images/P1RC2P63A300.jpg | Residual current operated circuit breaker, 2 modules, 2P - type A, 63A, 300mA | http://datasheet.lovatoelectric.com/Miniature_and_residual_circuit_breakers/ENG/P1RC2P63A300.pdf | Interruttore differenziale puro, 2 e 4 moduli, 2P – tipo A, 63A, 300mA | http://datasheet.lovatoelectric.com/Miniature_and_residual_circuit_breakers/ITA/P1RC2P63A300.pdf | Wyłącznik różnicowoprądowy - 2P - typ A, 63A, 300mA | http://datasheet.lovatoelectric.com/Miniature_and_residual_circuit_breakers/POL/P1RC2P63A300.pdf | Residual current operated circuit breaker, 2 modules, 2P - type A, 63A, 300mA | http://datasheet.lovatoelectric.com/Miniature_and_residual_circuit_breakers/RON/P1RC2P63A300.pdf
P1RC2P63AC030 | P1RC2P63AC300.jpg | http://datasheet.lovatoelectric.com/Miniature_and_residual_circuit_breakers/products_images/P1RC2P63AC300.jpg | Residual current operated circuit breaker, 2 modules, 2P - type AC, 63A, 30mA | http://datasheet.lovatoelectric.com/Miniature_and_residual_circuit_breakers/ENG/P1RC2P63AC030.pdf | Interruttore differenziale puro, 2 e 4 moduli, 2P – tipo AC, 63A, 30mA | http://datasheet.lovatoelectric.com/Miniature_and_residual_circuit_breakers/ITA/P1RC2P63AC030.pdf | Wyłącznik różnicowoprądowy - 2P - typ AC, 63A, 30mA | http://datasheet.lovatoelectric.com/Miniature_and_residual_circuit_breakers/POL/P1RC2P63AC030.pdf | Residual current operated circuit breaker, 2 modules, 2P - type AC, 63A, 30mA | http://datasheet.lovatoelectric.com/Miniature_and_residual_circuit_breakers/RON/P1RC2P63AC030.pdf
P1RC2P63AC300 | P1RC2P63AC300.jpg | http://datasheet.lovatoelectric.com/Miniature_and_residual_circuit_breakers/products_images/P1RC2P63AC300.jpg | Residual current operated circuit breaker, 2 modules, 2P - type AC, 63A, 300mA | http://datasheet.lovatoelectric.com/Miniature_and_residual_circuit_breakers/ENG/P1RC2P63AC300.pdf | Interruttore differenziale puro, 2 e 4 moduli, 2P – tipo AC, 63A, 300mA | http://datasheet.lovatoelectric.com/Miniature_and_residual_circuit_breakers/ITA/P1RC2P63AC300.pdf | Wyłącznik różnicowoprądowy - 2P - typ AC, 63A, 300mA | http://datasheet.lovatoelectric.com/Miniature_and_residual_circuit_breakers/POL/P1RC2P63AC300.pdf | Residual current operated circuit breaker, 2 modules, 2P - type AC, 63A, 300mA | http://datasheet.lovatoelectric.com/Miniature_and_residual_circuit_breakers/RON/P1RC2P63AC300.pdf
P1RC4P25A030 | P1RC4P25A030.jpg | http://datasheet.lovatoelectric.com/Miniature_and_residual_circuit_breakers/products_images/P1RC4P25A030.jpg | Residual current operated circuit breaker, 4 modules, 4P - type A, 25A, 30mA | http://datasheet.lovatoelectric.com/Miniature_and_residual_circuit_breakers/ENG/P1RC4P25A030.pdf | Interruttore differenziale puro, 2 e 4 moduli, 4P – tipo A, 25A, 30mA | http://datasheet.lovatoelectric.com/Miniature_and_residual_circuit_breakers/ITA/P1RC4P25A030.pdf | Wyłącznik różnicowoprądowy - 4P - typ A, 25A, 30mA | http://datasheet.lovatoelectric.com/Miniature_and_residual_circuit_breakers/POL/P1RC4P25A030.pdf | Residual current operated circuit breaker, 4 modules, 4P - type A, 25A, 30mA | http://datasheet.lovatoelectric.com/Miniature_and_residual_circuit_breakers/RON/P1RC4P25A030.pdf
P1RC4P25A300 | P1RC4P25A030.jpg | http://datasheet.lovatoelectric.com/Miniature_and_residual_circuit_breakers/products_images/P1RC4P25A030.jpg | Residual current operated circuit breaker, 4 modules, 4P - type A, 25A, 300mA | http://datasheet.lovatoelectric.com/Miniature_and_residual_circuit_breakers/ENG/P1RC4P25A300.pdf | Interruttore differenziale puro, 2 e 4 moduli, 4P – tipo A, 25A, 300mA | http://datasheet.lovatoelectric.com/Miniature_and_residual_circuit_breakers/ITA/P1RC4P25A300.pdf | Wyłącznik różnicowoprądowy - 4P - typ A, 25A, 300mA | http://datasheet.lovatoelectric.com/Miniature_and_residual_circuit_breakers/POL/P1RC4P25A300.pdf | Residual current operated circuit breaker, 4 modules, 4P - type A, 25A, 300mA | http://datasheet.lovatoelectric.com/Miniature_and_residual_circuit_breakers/RON/P1RC4P25A300.pdf
P1RC4P25AC030 | P1RC4P25AC300.jpg | http://datasheet.lovatoelectric.com/Miniature_and_residual_circuit_breakers/products_images/P1RC4P25AC300.jpg | Residual current operated circuit breaker, 4 modules, 4P - type AC, 25A, 30mA | http://datasheet.lovatoelectric.com/Miniature_and_residual_circuit_breakers/ENG/P1RC4P25AC030.pdf | Interruttore differenziale puro, 2 e 4 moduli, 4P – tipo AC, 25A, 30mA | http://datasheet.lovatoelectric.com/Miniature_and_residual_circuit_breakers/ITA/P1RC4P25AC030.pdf | Wyłącznik różnicowoprądowy - 4P - typ AC, 25A, 30mA | http://datasheet.lovatoelectric.com/Miniature_and_residual_circuit_breakers/POL/P1RC4P25AC030.pdf | Residual current operated circuit breaker, 4 modules, 4P - type AC, 25A, 30mA | http://datasheet.lovatoelectric.com/Miniature_and_residual_circuit_breakers/RON/P1RC4P25AC030.pdf
P1RC4P25AC300 | P1RC4P25AC300.jpg | http://datasheet.lovatoelectric.com/Miniature_and_residual_circuit_breakers/products_images/P1RC4P25AC300.jpg | Residual current operated circuit breaker, 4 modules, 4P - type AC, 25A, 300mA | http://datasheet.lovatoelectric.com/Miniature_and_residual_circuit_breakers/ENG/P1RC4P25AC300.pdf | Interruttore differenziale puro, 2 e 4 moduli, 4P – tipo AC, 25A, 300mA | http://datasheet.lovatoelectric.com/Miniature_and_residual_circuit_breakers/ITA/P1RC4P25AC300.pdf | Wyłącznik różnicowoprądowy - 4P - typ AC, 25A, 300mA | http://datasheet.lovatoelectric.com/Miniature_and_residual_circuit_breakers/POL/P1RC4P25AC300.pdf | Residual current operated circuit breaker, 4 modules, 4P - type AC, 25A, 300mA | http://datasheet.lovatoelectric.com/Miniature_and_residual_circuit_breakers/RON/P1RC4P25AC300.pdf
P1RC4P40A030 | P1RC4P40AC300.jpg | http://datasheet.lovatoelectric.com/Miniature_and_residual_circuit_breakers/products_images/P1RC4P40AC300.jpg | Residual current operated circuit breaker, 4 modules, 4P - type A, 40A, 30mA | http://datasheet.lovatoelectric.com/Miniature_and_residual_circuit_breakers/ENG/P1RC4P40A030.pdf | Interruttore differenziale puro, 2 e 4 moduli, 4P – tipo A, 40A, 30mA | http://datasheet.lovatoelectric.com/Miniature_and_residual_circuit_breakers/ITA/P1RC4P40A030.pdf | Wyłącznik różnicowoprądowy - 4P - typ A, 40A, 30mA | http://datasheet.lovatoelectric.com/Miniature_and_residual_circuit_breakers/POL/P1RC4P40A030.pdf | Residual current operated circuit breaker, 4 modules, 4P - type A, 40A, 30mA | http://datasheet.lovatoelectric.com/Miniature_and_residual_circuit_breakers/RON/P1RC4P40A030.pdf
P1RC4P40A300 | P1RC4P40AC300.jpg | http://datasheet.lovatoelectric.com/Miniature_and_residual_circuit_breakers/products_images/P1RC4P40AC300.jpg | Residual current operated circuit breaker, 4 modules, 4P - type A, 40A, 300mA | http://datasheet.lovatoelectric.com/Miniature_and_residual_circuit_breakers/ENG/P1RC4P40A300.pdf | Interruttore differenziale puro, 2 e 4 moduli, 4P – tipo A, 40A, 300mA | http://datasheet.lovatoelectric.com/Miniature_and_residual_circuit_breakers/ITA/P1RC4P40A300.pdf | Wyłącznik różnicowoprądowy - 4P - typ A, 40A, 300mA | http://datasheet.lovatoelectric.com/Miniature_and_residual_circuit_breakers/POL/P1RC4P40A300.pdf | Residual current operated circuit breaker, 4 modules, 4P - type A, 40A, 300mA | http://datasheet.lovatoelectric.com/Miniature_and_residual_circuit_breakers/RON/P1RC4P40A300.pdf
P1RC4P40AC030 | P1RC4P40AC300.jpg | http://datasheet.lovatoelectric.com/Miniature_and_residual_circuit_breakers/products_images/P1RC4P40AC300.jpg | Residual current operated circuit breaker, 4 modules, 4P - type AC, 40A, 30mA | http://datasheet.lovatoelectric.com/Miniature_and_residual_circuit_breakers/ENG/P1RC4P40AC030.pdf | Interruttore differenziale puro, 2 e 4 moduli, 4P – tipo AC, 40A, 30mA | http://datasheet.lovatoelectric.com/Miniature_and_residual_circuit_breakers/ITA/P1RC4P40AC030.pdf | Wyłącznik różnicowoprądowy - 4P - typ AC, 40A, 30mA | http://datasheet.lovatoelectric.com/Miniature_and_residual_circuit_breakers/POL/P1RC4P40AC030.pdf | Residual current operated circuit breaker, 4 modules, 4P - type AC, 40A, 30mA | http://datasheet.lovatoelectric.com/Miniature_and_residual_circuit_breakers/RON/P1RC4P40AC030.pdf
P1RC4P40AC300 | P1RC4P40AC300.jpg | http://datasheet.lovatoelectric.com/Miniature_and_residual_circuit_breakers/products_images/P1RC4P40AC300.jpg | Residual current operated circuit breaker, 4 modules, 4P - type AC, 40A, 300mA | http://datasheet.lovatoelectric.com/Miniature_and_residual_circuit_breakers/ENG/P1RC4P40AC300.pdf | Interruttore differenziale puro, 2 e 4 moduli, 4P – tipo AC, 40A, 300mA | http://datasheet.lovatoelectric.com/Miniature_and_residual_circuit_breakers/ITA/P1RC4P40AC300.pdf | Wyłącznik różnicowoprądowy - 4P - typ AC, 40A, 300mA | http://datasheet.lovatoelectric.com/Miniature_and_residual_circuit_breakers/POL/P1RC4P40AC300.pdf | Residual current operated circuit breaker, 4 modules, 4P - type AC, 40A, 300mA | http://datasheet.lovatoelectric.com/Miniature_and_residual_circuit_breakers/RON/P1RC4P40AC300.pdf
P1RC4P40B030 | P1RC4P40B300.jpg | http://datasheet.lovatoelectric.com/Miniature_and_residual_circuit_breakers/products_images/P1RC4P40B300.jpg | Residual current operated circuit breaker, 4 modules, 4P - type B, 40A, 30mA | http://datasheet.lovatoelectric.com/Miniature_and_residual_circuit_breakers/ENG/P1RC4P40B030.pdf | Interruttore differenziale puro, 4 moduli, 4P – tipo B, 40A, 30mA | http://datasheet.lovatoelectric.com/Miniature_and_residual_circuit_breakers/ITA/P1RC4P40B030.pdf | Wyłącznik różnicowoprądowy - 4P - typ B, 40A, 30mA | http://datasheet.lovatoelectric.com/Miniature_and_residual_circuit_breakers/POL/P1RC4P40B030.pdf | Residual current operated circuit breaker, 4 modules, 4P - type B, 40A, 30mA | http://datasheet.lovatoelectric.com/Miniature_and_residual_circuit_breakers/RON/P1RC4P40B030.pdf
P1RC4P40B300 | P1RC4P40B300.jpg | http://datasheet.lovatoelectric.com/Miniature_and_residual_circuit_breakers/products_images/P1RC4P40B300.jpg | Residual current operated circuit breaker, 4 modules, 4P - type B, 40A, 300mA | http://datasheet.lovatoelectric.com/Miniature_and_residual_circuit_breakers/ENG/P1RC4P40B300.pdf | Interruttore differenziale puro, 4 moduli, 4P – tipo B, 40A, 300mA | http://datasheet.lovatoelectric.com/Miniature_and_residual_circuit_breakers/ITA/P1RC4P40B300.pdf | Wyłącznik różnicowoprądowy - 4P - typ B, 40A, 300mA | http://datasheet.lovatoelectric.com/Miniature_and_residual_circuit_breakers/POL/P1RC4P40B300.pdf | Residual current operated circuit breaker, 4 modules, 4P - type B, 40A, 300mA | http://datasheet.lovatoelectric.com/Miniature_and_residual_circuit_breakers/RON/P1RC4P40B300.pdf
P1RC4P63A030 | P1RC4P63A300.jpg | http://datasheet.lovatoelectric.com/Miniature_and_residual_circuit_breakers/products_images/P1RC4P63A300.jpg | Residual current operated circuit breaker, 4 modules, 4P - type A, 63A, 30mA | http://datasheet.lovatoelectric.com/Miniature_and_residual_circuit_breakers/ENG/P1RC4P63A030.pdf | Interruttore differenziale puro, 2 e 4 moduli, 4P – tipo A, 63A, 30mA | http://datasheet.lovatoelectric.com/Miniature_and_residual_circuit_breakers/ITA/P1RC4P63A030.pdf | Wyłącznik różnicowoprądowy - 4P - typ A, 63A, 30mA | http://datasheet.lovatoelectric.com/Miniature_and_residual_circuit_breakers/POL/P1RC4P63A030.pdf | Residual current operated circuit breaker, 4 modules, 4P - type A, 63A, 30mA | http://datasheet.lovatoelectric.com/Miniature_and_residual_circuit_breakers/RON/P1RC4P63A030.pdf
P1RC4P63A300 | P1RC4P63A300.jpg | http://datasheet.lovatoelectric.com/Miniature_and_residual_circuit_breakers/products_images/P1RC4P63A300.jpg | Residual current operated circuit breaker, 4 modules, 4P - type A, 63A, 300mA | http://datasheet.lovatoelectric.com/Miniature_and_residual_circuit_breakers/ENG/P1RC4P63A300.pdf | Interruttore differenziale puro, 2 e 4 moduli, 4P – tipo A, 63A, 300mA | http://datasheet.lovatoelectric.com/Miniature_and_residual_circuit_breakers/ITA/P1RC4P63A300.pdf | Wyłącznik różnicowoprądowy - 4P - typ A, 63A, 300mA | http://datasheet.lovatoelectric.com/Miniature_and_residual_circuit_breakers/POL/P1RC4P63A300.pdf | Residual current operated circuit breaker, 4 modules, 4P - type A, 63A, 300mA | http://datasheet.lovatoelectric.com/Miniature_and_residual_circuit_breakers/RON/P1RC4P63A300.pdf
P1RC4P63AC030 | P1RC4P63AC030.jpg | http://datasheet.lovatoelectric.com/Miniature_and_residual_circuit_breakers/products_images/P1RC4P63AC030.jpg | Residual current operated circuit breaker, 4 modules, 4P - type AC, 63A, 30mA | http://datasheet.lovatoelectric.com/Miniature_and_residual_circuit_breakers/ENG/P1RC4P63AC030.pdf | Interruttore differenziale puro, 2 e 4 moduli, 4P – tipo AC, 63A, 30mA | http://datasheet.lovatoelectric.com/Miniature_and_residual_circuit_breakers/ITA/P1RC4P63AC030.pdf | Wyłącznik różnicowoprądowy - 4P - typ AC, 63A, 30mA | http://datasheet.lovatoelectric.com/Miniature_and_residual_circuit_breakers/POL/P1RC4P63AC030.pdf | Residual current operated circuit breaker, 4 modules, 4P - type AC, 63A, 30mA | http://datasheet.lovatoelectric.com/Miniature_and_residual_circuit_breakers/RON/P1RC4P63AC030.pdf
P1RC4P63AC300 | P1RC4P63AC300.jpg | http://datasheet.lovatoelectric.com/Miniature_and_residual_circuit_breakers/products_images/P1RC4P63AC300.jpg | Residual current operated circuit breaker, 4 modules, 4P - type AC, 63A, 300mA | http://datasheet.lovatoelectric.com/Miniature_and_residual_circuit_breakers/ENG/P1RC4P63AC300.pdf | Interruttore differenziale puro, 2 e 4 moduli, 4P – tipo AC, 63A, 300mA | http://datasheet.lovatoelectric.com/Miniature_and_residual_circuit_breakers/ITA/P1RC4P63AC300.pdf | Wyłącznik różnicowoprądowy - 4P - typ AC, 63A, 300mA | http://datasheet.lovatoelectric.com/Miniature_and_residual_circuit_breakers/POL/P1RC4P63AC300.pdf | Residual current operated circuit breaker, 4 modules, 4P - type AC, 63A, 300mA | http://datasheet.lovatoelectric.com/Miniature_and_residual_circuit_breakers/RON/P1RC4P63AC300.pdf
P1RC4P63B030 | P1RC4P63B030.jpg | http://datasheet.lovatoelectric.com/Miniature_and_residual_circuit_breakers/products_images/P1RC4P63B030.jpg | Residual current operated circuit breaker, 4 modules, 4P - type B, 63A, 30mA | http://datasheet.lovatoelectric.com/Miniature_and_residual_circuit_breakers/ENG/P1RC4P63B030.pdf | Interruttore differenziale puro, 4 moduli, 4P – tipo B, 63A, 30mA | http://datasheet.lovatoelectric.com/Miniature_and_residual_circuit_breakers/ITA/P1RC4P63B030.pdf | Wyłącznik różnicowoprądowy - 4P - typ B, 63A, 30mA | http://datasheet.lovatoelectric.com/Miniature_and_residual_circuit_breakers/POL/P1RC4P63B030.pdf | Residual current operated circuit breaker, 4 modules, 4P - type B, 63A, 30mA | http://datasheet.lovatoelectric.com/Miniature_and_residual_circuit_breakers/RON/P1RC4P63B030.pdf
P1RC4P63B300 | P1RC4P63B300.jpg | http://datasheet.lovatoelectric.com/Miniature_and_residual_circuit_breakers/products_images/P1RC4P63B300.jpg | Residual current operated circuit breaker, 4 modules, 4P - type B, 63A, 300mA | http://datasheet.lovatoelectric.com/Miniature_and_residual_circuit_breakers/ENG/P1RC4P63B300.pdf | Interruttore differenziale puro, 4 moduli, 4P – tipo B, 63A, 300mA | http://datasheet.lovatoelectric.com/Miniature_and_residual_circuit_breakers/ITA/P1RC4P63B300.pdf | Wyłącznik różnicowoprądowy - 4P - typ B, 63A, 300mA | http://datasheet.lovatoelectric.com/Miniature_and_residual_circuit_breakers/POL/P1RC4P63B300.pdf | Residual current operated circuit breaker, 4 modules, 4P - type B, 63A, 300mA | http://datasheet.lovatoelectric.com/Miniature_and_residual_circuit_breakers/RON/P1RC4P63B300.pdf
P1RC4P80B030 | P1RC4P80B030.jpg | http://datasheet.lovatoelectric.com/Miniature_and_residual_circuit_breakers/products_images/P1RC4P80B030.jpg | Residual current operated circuit breaker, 4 modules, 4P - type B, 80A, 30mA | http://datasheet.lovatoelectric.com/Miniature_and_residual_circuit_breakers/ENG/P1RC4P80B030.pdf | Interruttore differenziale puro, 4 moduli, 4P – tipo B, 80A, 30mA | http://datasheet.lovatoelectric.com/Miniature_and_residual_circuit_breakers/ITA/P1RC4P80B030.pdf | Wyłącznik różnicowoprądowy - 4P - typ B, 80A, 30mA | http://datasheet.lovatoelectric.com/Miniature_and_residual_circuit_breakers/POL/P1RC4P80B030.pdf | Residual current operated circuit breaker, 4 modules, 4P - type B, 80A, 30mA | http://datasheet.lovatoelectric.com/Miniature_and_residual_circuit_breakers/RON/P1RC4P80B030.pdf
P1RC4P80B300 | P1RC4P80B300.jpg | http://datasheet.lovatoelectric.com/Miniature_and_residual_circuit_breakers/products_images/P1RC4P80B300.jpg | Residual current operated circuit breaker, 4 modules, 4P - type B, 80A, 300mA | http://datasheet.lovatoelectric.com/Miniature_and_residual_circuit_breakers/ENG/P1RC4P80B300.pdf | Interruttore differenziale puro, 4 moduli, 4P – tipo B, 80A, 300mA | http://datasheet.lovatoelectric.com/Miniature_and_residual_circuit_breakers/ITA/P1RC4P80B300.pdf | Wyłącznik różnicowoprądowy - 4P - typ B, 80A, 300mA | http://datasheet.lovatoelectric.com/Miniature_and_residual_circuit_breakers/POL/P1RC4P80B300.pdf | Residual current operated circuit breaker, 4 modules, 4P - type B, 80A, 300mA | http://datasheet.lovatoelectric.com/Miniature_and_residual_circuit_breakers/RON/P1RC4P80B300.pdf
P1RD2P25A030 | P1RD2P25A030.jpg | http://datasheet.lovatoelectric.com/Miniature_and_residual_circuit_breakers/products_images/P1RD2P25A030.jpg | Residual current operated circuit breaker, 2 modules, 2P - type A, 25A, 30mA | http://datasheet.lovatoelectric.com/Miniature_and_residual_circuit_breakers/ENG/P1RD2P25A030.pdf | Interruttore differenziale puro, 2 moduli, 2P – tipo A, 25A, 30mA | http://datasheet.lovatoelectric.com/Miniature_and_residual_circuit_breakers/ITA/P1RD2P25A030.pdf | Wyłącznik różnicowoprądowy - 2P - typ A, 25A, 30mA | http://datasheet.lovatoelectric.com/Miniature_and_residual_circuit_breakers/POL/P1RD2P25A030.pdf | Intreruptor diferential, 2 module, 2P - tip A, 25A, 30mA | http://datasheet.lovatoelectric.com/Miniature_and_residual_circuit_breakers/RON/P1RD2P25A030.pdf
P1RD2P25A300 | P1RD2P25A300.jpg | http://datasheet.lovatoelectric.com/Miniature_and_residual_circuit_breakers/products_images/P1RD2P25A300.jpg | Residual current operated circuit breaker, 2 modules, 2P - type A, 25A, 300mA | http://datasheet.lovatoelectric.com/Miniature_and_residual_circuit_breakers/ENG/P1RD2P25A300.pdf | Interruttore differenziale puro, 2 moduli, 2P – tipo A, 25A, 300mA | http://datasheet.lovatoelectric.com/Miniature_and_residual_circuit_breakers/ITA/P1RD2P25A300.pdf | Wyłącznik różnicowoprądowy - 2P - typ A, 25A, 300mA | http://datasheet.lovatoelectric.com/Miniature_and_residual_circuit_breakers/POL/P1RD2P25A300.pdf | Intreruptor diferential, 2 module, 2P - tip A, 25A, 300mA | http://datasheet.lovatoelectric.com/Miniature_and_residual_circuit_breakers/RON/P1RD2P25A300.pdf
P1RD2P25AC030 | P1RD2P25AC030.jpg | http://datasheet.lovatoelectric.com/Miniature_and_residual_circuit_breakers/products_images/P1RD2P25AC030.jpg | Residual current operated circuit breaker, 2 modules, 2P - type AC, 25A, 30mA | http://datasheet.lovatoelectric.com/Miniature_and_residual_circuit_breakers/ENG/P1RD2P25AC030.pdf | Interruttore differenziale puro, 2 moduli, 2P – tipo AC, 25A, 30mA | http://datasheet.lovatoelectric.com/Miniature_and_residual_circuit_breakers/ITA/P1RD2P25AC030.pdf | Wyłącznik różnicowoprądowy - 2P - typ AC, 25A, 30mA | http://datasheet.lovatoelectric.com/Miniature_and_residual_circuit_breakers/POL/P1RD2P25AC030.pdf | Intreruptor diferential, 2 module, 2P - tip AC, 25A, 30mA | http://datasheet.lovatoelectric.com/Miniature_and_residual_circuit_breakers/RON/P1RD2P25AC030.pdf
P1RD2P25AC300 | P1RD2P25AC300.jpg | http://datasheet.lovatoelectric.com/Miniature_and_residual_circuit_breakers/products_images/P1RD2P25AC300.jpg | Residual current operated circuit breaker, 2 modules, 2P - type AC, 25A, 300mA | http://datasheet.lovatoelectric.com/Miniature_and_residual_circuit_breakers/ENG/P1RD2P25AC300.pdf | Interruttore differenziale puro, 2 moduli, 2P – tipo AC, 25A, 300mA | http://datasheet.lovatoelectric.com/Miniature_and_residual_circuit_breakers/ITA/P1RD2P25AC300.pdf | Wyłącznik różnicowoprądowy - 2P - typ AC, 25A, 300mA | http://datasheet.lovatoelectric.com/Miniature_and_residual_circuit_breakers/POL/P1RD2P25AC300.pdf | Intreruptor diferential, 2 module, 2P - tip AC, 25A, 300mA | http://datasheet.lovatoelectric.com/Miniature_and_residual_circuit_breakers/RON/P1RD2P25AC300.pdf
P1RD2P40A030 | P1RD2P40A030.jpg | http://datasheet.lovatoelectric.com/Miniature_and_residual_circuit_breakers/products_images/P1RD2P40A030.jpg | Residual current operated circuit breaker, 2 modules, 2P - type A, 40A, 30mA | http://datasheet.lovatoelectric.com/Miniature_and_residual_circuit_breakers/ENG/P1RD2P40A030.pdf | Interruttore differenziale puro, 2 moduli, 2P – tipo A, 40A, 30mA | http://datasheet.lovatoelectric.com/Miniature_and_residual_circuit_breakers/ITA/P1RD2P40A030.pdf | Wyłącznik różnicowoprądowy - 2P - typ A, 40A, 30mA | http://datasheet.lovatoelectric.com/Miniature_and_residual_circuit_breakers/POL/P1RD2P40A030.pdf | Intreruptor diferential, 2 module, 2P - tip A, 40A, 30mA | http://datasheet.lovatoelectric.com/Miniature_and_residual_circuit_breakers/RON/P1RD2P40A030.pdf
P1RD2P40A300 | P1RD2P40A300.jpg | http://datasheet.lovatoelectric.com/Miniature_and_residual_circuit_breakers/products_images/P1RD2P40A300.jpg | Residual current operated circuit breaker, 2 modules, 2P - type A, 40A, 300mA | http://datasheet.lovatoelectric.com/Miniature_and_residual_circuit_breakers/ENG/P1RD2P40A300.pdf | Interruttore differenziale puro, 2 moduli, 2P – tipo A, 40A, 300mA | http://datasheet.lovatoelectric.com/Miniature_and_residual_circuit_breakers/ITA/P1RD2P40A300.pdf | Wyłącznik różnicowoprądowy - 2P - typ A, 40A, 300mA | http://datasheet.lovatoelectric.com/Miniature_and_residual_circuit_breakers/POL/P1RD2P40A300.pdf | Intreruptor diferential, 2 module, 2P - tip A, 40A, 300mA | http://datasheet.lovatoelectric.com/Miniature_and_residual_circuit_breakers/RON/P1RD2P40A300.pdf
P1RD2P40A300S | P1RD2P40A300S.jpg | http://datasheet.lovatoelectric.com/Miniature_and_residual_circuit_breakers/products_images/P1RD2P40A300S.jpg | Residual current operated circuit breaker - selective, 2 modules, 2P - type A, 40A, 300mA | http://datasheet.lovatoelectric.com/Miniature_and_residual_circuit_breakers/ENG/P1RD2P40A300S.pdf | Interruttore differenziale selettivo, 2 moduli, 2P – tipo A, 40A, 300mA | http://datasheet.lovatoelectric.com/Miniature_and_residual_circuit_breakers/ITA/P1RD2P40A300S.pdf | Selektywny wyłącznik różnicowoprądowy - 2P - typ A, 40A, 300mA | http://datasheet.lovatoelectric.com/Miniature_and_residual_circuit_breakers/POL/P1RD2P40A300S.pdf | Residual current operated circuit breaker - selective, 2 modules, 2P - type A, 40A, 300mA | http://datasheet.lovatoelectric.com/Miniature_and_residual_circuit_breakers/RON/P1RD2P40A300S.pdf
P1RD2P40AC030 | P1RD2P40AC030.jpg | http://datasheet.lovatoelectric.com/Miniature_and_residual_circuit_breakers/products_images/P1RD2P40AC030.jpg | Residual current operated circuit breaker, 2 modules, 2P - type AC, 40A, 30mA | http://datasheet.lovatoelectric.com/Miniature_and_residual_circuit_breakers/ENG/P1RD2P40AC030.pdf | Interruttore differenziale puro, 2 moduli, 2P – tipo AC, 40A, 30mA | http://datasheet.lovatoelectric.com/Miniature_and_residual_circuit_breakers/ITA/P1RD2P40AC030.pdf | Wyłącznik różnicowoprądowy - 2P - typ AC, 40A, 30mA | http://datasheet.lovatoelectric.com/Miniature_and_residual_circuit_breakers/POL/P1RD2P40AC030.pdf | Intreruptor diferential, 2 module, 2P - tip AC, 40A, 30mA | http://datasheet.lovatoelectric.com/Miniature_and_residual_circuit_breakers/RON/P1RD2P40AC030.pdf
P1RD2P40AC300 | P1RD2P40AC300.jpg | http://datasheet.lovatoelectric.com/Miniature_and_residual_circuit_breakers/products_images/P1RD2P40AC300.jpg | Residual current operated circuit breaker, 2 modules, 2P - type AC, 40A, 300mA | http://datasheet.lovatoelectric.com/Miniature_and_residual_circuit_breakers/ENG/P1RD2P40AC300.pdf | Interruttore differenziale puro, 2 moduli, 2P – tipo AC, 40A, 300mA | http://datasheet.lovatoelectric.com/Miniature_and_residual_circuit_breakers/ITA/P1RD2P40AC300.pdf | Wyłącznik różnicowoprądowy - 2P - typ AC, 40A, 300mA | http://datasheet.lovatoelectric.com/Miniature_and_residual_circuit_breakers/POL/P1RD2P40AC300.pdf | Intreruptor diferential, 2 module, 2P - tip AC, 40A, 300mA | http://datasheet.lovatoelectric.com/Miniature_and_residual_circuit_breakers/RON/P1RD2P40AC300.pdf
P1RD2P63A030 | P1RD2P63AC030.jpg | http://datasheet.lovatoelectric.com/Miniature_and_residual_circuit_breakers/products_images/P1RD2P63AC030.jpg | Residual current operated circuit breaker, 2 modules, 2P - type A, 63A, 30mA | http://datasheet.lovatoelectric.com/Miniature_and_residual_circuit_breakers/ENG/P1RD2P63A030.pdf | Interruttore differenziale puro, 2 moduli, 2P – tipo A, 63A, 30mA | http://datasheet.lovatoelectric.com/Miniature_and_residual_circuit_breakers/ITA/P1RD2P63A030.pdf | Wyłącznik różnicowoprądowy - 2P - typ A, 63A, 30mA | http://datasheet.lovatoelectric.com/Miniature_and_residual_circuit_breakers/POL/P1RD2P63A030.pdf | Intreruptor diferential, 2 module, 2P - tip A, 63A, 30mA | http://datasheet.lovatoelectric.com/Miniature_and_residual_circuit_breakers/RON/P1RD2P63A030.pdf
P1RD2P63A300 | P1RD2P63AC300.jpg | http://datasheet.lovatoelectric.com/Miniature_and_residual_circuit_breakers/products_images/P1RD2P63AC300.jpg | Residual current operated circuit breaker, 2 modules, 2P - type A, 63A, 300mA | http://datasheet.lovatoelectric.com/Miniature_and_residual_circuit_breakers/ENG/P1RD2P63A300.pdf | Interruttore differenziale puro, 2 moduli, 2P – tipo A, 63A, 300mA | http://datasheet.lovatoelectric.com/Miniature_and_residual_circuit_breakers/ITA/P1RD2P63A300.pdf | Wyłącznik różnicowoprądowy - 2P - typ A, 63A, 300mA | http://datasheet.lovatoelectric.com/Miniature_and_residual_circuit_breakers/POL/P1RD2P63A300.pdf | Intreruptor diferential, 2 module, 2P - tip A, 63A, 300mA | http://datasheet.lovatoelectric.com/Miniature_and_residual_circuit_breakers/RON/P1RD2P63A300.pdf
P1RD2P63A300S | P1RD2P40A300S.jpg | http://datasheet.lovatoelectric.com/Miniature_and_residual_circuit_breakers/products_images/P1RD2P40A300S.jpg | Residual current operated circuit breaker - selective, 2 modules, 2P - type A, 63A, 300mA | http://datasheet.lovatoelectric.com/Miniature_and_residual_circuit_breakers/ENG/P1RD2P63A300S.pdf | Interruttore differenziale selettivo, 2 moduli, 2P – tipo A, 63A, 300mA | http://datasheet.lovatoelectric.com/Miniature_and_residual_circuit_breakers/ITA/P1RD2P63A300S.pdf | Selektywny wyłącznik różnicowoprądowy - 2P - typ A, 63A, 300mA | http://datasheet.lovatoelectric.com/Miniature_and_residual_circuit_breakers/POL/P1RD2P63A300S.pdf | Residual current operated circuit breaker - selective, 2 modules, 2P - type A, 63A, 300mA | http://datasheet.lovatoelectric.com/Miniature_and_residual_circuit_breakers/RON/P1RD2P63A300S.pdf
P1RD2P63AC030 | P1RD2P63AC030.jpg | http://datasheet.lovatoelectric.com/Miniature_and_residual_circuit_breakers/products_images/P1RD2P63AC030.jpg | Residual current operated circuit breaker, 2 modules, 2P - type AC, 63A, 30mA | http://datasheet.lovatoelectric.com/Miniature_and_residual_circuit_breakers/ENG/P1RD2P63AC030.pdf | Interruttore differenziale puro, 2 moduli, 2P – tipo AC, 63A, 30mA | http://datasheet.lovatoelectric.com/Miniature_and_residual_circuit_breakers/ITA/P1RD2P63AC030.pdf | Wyłącznik różnicowoprądowy - 2P - typ AC, 63A, 30mA | http://datasheet.lovatoelectric.com/Miniature_and_residual_circuit_breakers/POL/P1RD2P63AC030.pdf | Intreruptor diferential, 2 module, 2P - tip AC, 63A, 30mA | http://datasheet.lovatoelectric.com/Miniature_and_residual_circuit_breakers/RON/P1RD2P63AC030.pdf
P1RD2P63AC300 | P1RD2P63AC300.jpg | http://datasheet.lovatoelectric.com/Miniature_and_residual_circuit_breakers/products_images/P1RD2P63AC300.jpg | Residual current operated circuit breaker, 2 modules, 2P - type AC, 63A, 300mA | http://datasheet.lovatoelectric.com/Miniature_and_residual_circuit_breakers/ENG/P1RD2P63AC300.pdf | Interruttore differenziale puro, 2 moduli, 2P – tipo AC, 63A, 300mA | http://datasheet.lovatoelectric.com/Miniature_and_residual_circuit_breakers/ITA/P1RD2P63AC300.pdf | Wyłącznik różnicowoprądowy - 2P - typ AC, 63A, 300mA | http://datasheet.lovatoelectric.com/Miniature_and_residual_circuit_breakers/POL/P1RD2P63AC300.pdf | Intreruptor diferential, 2 module, 2P - tip AC, 63A, 300mA | http://datasheet.lovatoelectric.com/Miniature_and_residual_circuit_breakers/RON/P1RD2P63AC300.pdf
P1RD4P25A030 | P1RD4P25A030.jpg | http://datasheet.lovatoelectric.com/Miniature_and_residual_circuit_breakers/products_images/P1RD4P25A030.jpg | Residual current operated circuit breaker, 4 modules, 4P - type A, 25A, 30mA | http://datasheet.lovatoelectric.com/Miniature_and_residual_circuit_breakers/ENG/P1RD4P25A030.pdf | Interruttore differenziale puro, 4 moduli, 4P – tipo A, 25A, 30mA | http://datasheet.lovatoelectric.com/Miniature_and_residual_circuit_breakers/ITA/P1RD4P25A030.pdf | Wyłącznik różnicowoprądowy - 4P - typ A, 25A, 30mA | http://datasheet.lovatoelectric.com/Miniature_and_residual_circuit_breakers/POL/P1RD4P25A030.pdf | Intreruptor diferential, 4 module, 4P - tip A, 25A, 30mA | http://datasheet.lovatoelectric.com/Miniature_and_residual_circuit_breakers/RON/P1RD4P25A030.pdf
P1RD4P25A300 | P1RD4P25A300.jpg | http://datasheet.lovatoelectric.com/Miniature_and_residual_circuit_breakers/products_images/P1RD4P25A300.jpg | Residual current operated circuit breaker, 4 modules, 4P - type A, 25A, 300mA | http://datasheet.lovatoelectric.com/Miniature_and_residual_circuit_breakers/ENG/P1RD4P25A300.pdf | Interruttore differenziale puro, 4 moduli, 4P – tipo A, 25A, 300mA | http://datasheet.lovatoelectric.com/Miniature_and_residual_circuit_breakers/ITA/P1RD4P25A300.pdf | Wyłącznik różnicowoprądowy - 4P - typ A, 25A, 300mA | http://datasheet.lovatoelectric.com/Miniature_and_residual_circuit_breakers/POL/P1RD4P25A300.pdf | Intreruptor diferential, 4 module, 4P - tip A, 25A, 300mA | http://datasheet.lovatoelectric.com/Miniature_and_residual_circuit_breakers/RON/P1RD4P25A300.pdf
P1RD4P25AC030 | P1RD4P25AC030.jpg | http://datasheet.lovatoelectric.com/Miniature_and_residual_circuit_breakers/products_images/P1RD4P25AC030.jpg | Residual current operated circuit breaker, 4 modules, 4P - type AC, 25A, 30mA | http://datasheet.lovatoelectric.com/Miniature_and_residual_circuit_breakers/ENG/P1RD4P25AC030.pdf | Interruttore differenziale puro, 4 moduli, 4P – tipo AC, 25A, 30mA | http://datasheet.lovatoelectric.com/Miniature_and_residual_circuit_breakers/ITA/P1RD4P25AC030.pdf | Wyłącznik różnicowoprądowy - 4P - typ AC, 25A, 30mA | http://datasheet.lovatoelectric.com/Miniature_and_residual_circuit_breakers/POL/P1RD4P25AC030.pdf | Intreruptor diferential, 4 module, 4P - tip AC, 25A, 30mA | http://datasheet.lovatoelectric.com/Miniature_and_residual_circuit_breakers/RON/P1RD4P25AC030.pdf
P1RD4P25AC300 | P1RD4P25AC300.jpg | http://datasheet.lovatoelectric.com/Miniature_and_residual_circuit_breakers/products_images/P1RD4P25AC300.jpg | Residual current operated circuit breaker, 4 modules, 4P - type AC, 25A, 300mA | http://datasheet.lovatoelectric.com/Miniature_and_residual_circuit_breakers/ENG/P1RD4P25AC300.pdf | Interruttore differenziale puro, 4 moduli, 4P – tipo AC, 25A, 300mA | http://datasheet.lovatoelectric.com/Miniature_and_residual_circuit_breakers/ITA/P1RD4P25AC300.pdf | Wyłącznik różnicowoprądowy - 4P - typ AC, 25A, 300mA | http://datasheet.lovatoelectric.com/Miniature_and_residual_circuit_breakers/POL/P1RD4P25AC300.pdf | Intreruptor diferential, 4 module, 4P - tip AC, 25A, 300mA | http://datasheet.lovatoelectric.com/Miniature_and_residual_circuit_breakers/RON/P1RD4P25AC300.pdf
P1RD4P40A030 | P1RD4P40A030.jpg | http://datasheet.lovatoelectric.com/Miniature_and_residual_circuit_breakers/products_images/P1RD4P40A030.jpg | Residual current operated circuit breaker, 4 modules, 4P - type A, 40A, 30mA | http://datasheet.lovatoelectric.com/Miniature_and_residual_circuit_breakers/ENG/P1RD4P40A030.pdf | Interruttore differenziale puro, 4 moduli, 4P – tipo A, 40A, 30mA | http://datasheet.lovatoelectric.com/Miniature_and_residual_circuit_breakers/ITA/P1RD4P40A030.pdf | Wyłącznik różnicowoprądowy - 4P - typ A, 40A, 30mA | http://datasheet.lovatoelectric.com/Miniature_and_residual_circuit_breakers/POL/P1RD4P40A030.pdf | Intreruptor diferential, 4 module, 4P - tip A, 40A, 30mA | http://datasheet.lovatoelectric.com/Miniature_and_residual_circuit_breakers/RON/P1RD4P40A030.pdf
P1RD4P40A300 | P1RD4P40A300.jpg | http://datasheet.lovatoelectric.com/Miniature_and_residual_circuit_breakers/products_images/P1RD4P40A300.jpg | Residual current operated circuit breaker, 4 modules, 4P - type A, 40A, 300mA | http://datasheet.lovatoelectric.com/Miniature_and_residual_circuit_breakers/ENG/P1RD4P40A300.pdf | Interruttore differenziale puro, 4 moduli, 4P – tipo A, 40A, 300mA | http://datasheet.lovatoelectric.com/Miniature_and_residual_circuit_breakers/ITA/P1RD4P40A300.pdf | Wyłącznik różnicowoprądowy - 4P - typ A, 40A, 300mA | http://datasheet.lovatoelectric.com/Miniature_and_residual_circuit_breakers/POL/P1RD4P40A300.pdf | Intreruptor diferential, 4 module, 4P - tip A, 40A, 300mA | http://datasheet.lovatoelectric.com/Miniature_and_residual_circuit_breakers/RON/P1RD4P40A300.pdf
P1RD4P40A300S | P1RD4P40A300S.jpg | http://datasheet.lovatoelectric.com/Miniature_and_residual_circuit_breakers/products_images/P1RD4P40A300S.jpg | Residual current operated circuit breaker - selective, 4 modules, 4P - type A, 40A, 300mA | http://datasheet.lovatoelectric.com/Miniature_and_residual_circuit_breakers/ENG/P1RD4P40A300S.pdf | Interruttore differenziale selettivo, 4 moduli, 4P – tipo A, 40A, 300mA | http://datasheet.lovatoelectric.com/Miniature_and_residual_circuit_breakers/ITA/P1RD4P40A300S.pdf | Selektywny wyłącznik różnicowoprądowy - 4P - typ A, 40A, 300mA | http://datasheet.lovatoelectric.com/Miniature_and_residual_circuit_breakers/POL/P1RD4P40A300S.pdf | Residual current operated circuit breaker - selective, 4 modules, 4P - type A, 40A, 300mA | http://datasheet.lovatoelectric.com/Miniature_and_residual_circuit_breakers/RON/P1RD4P40A300S.pdf
P1RD4P40AC030 | P1RD4P40AC030.jpg | http://datasheet.lovatoelectric.com/Miniature_and_residual_circuit_breakers/products_images/P1RD4P40AC030.jpg | Residual current operated circuit breaker, 4 modules, 4P - type AC, 40A, 30mA | http://datasheet.lovatoelectric.com/Miniature_and_residual_circuit_breakers/ENG/P1RD4P40AC030.pdf | Interruttore differenziale puro, 4 moduli, 4P – tipo AC, 40A, 30mA | http://datasheet.lovatoelectric.com/Miniature_and_residual_circuit_breakers/ITA/P1RD4P40AC030.pdf | Wyłącznik różnicowoprądowy - 4P - typ AC, 40A, 30mA | http://datasheet.lovatoelectric.com/Miniature_and_residual_circuit_breakers/POL/P1RD4P40AC030.pdf | Intreruptor diferential, 4 module, 4P - tip AC, 40A, 30mA | http://datasheet.lovatoelectric.com/Miniature_and_residual_circuit_breakers/RON/P1RD4P40AC030.pdf
P1RD4P40AC300 | P1RD4P40AC300.jpg | http://datasheet.lovatoelectric.com/Miniature_and_residual_circuit_breakers/products_images/P1RD4P40AC300.jpg | Residual current operated circuit breaker, 4 modules, 4P - type AC, 40A, 300mA | http://datasheet.lovatoelectric.com/Miniature_and_residual_circuit_breakers/ENG/P1RD4P40AC300.pdf | Interruttore differenziale puro, 4 moduli, 4P – tipo AC, 40A, 300mA | http://datasheet.lovatoelectric.com/Miniature_and_residual_circuit_breakers/ITA/P1RD4P40AC300.pdf | Wyłącznik różnicowoprądowy - 4P - typ AC, 40A, 300mA | http://datasheet.lovatoelectric.com/Miniature_and_residual_circuit_breakers/POL/P1RD4P40AC300.pdf | Intreruptor diferential, 4 module, 4P - tip AC, 40A, 300mA | http://datasheet.lovatoelectric.com/Miniature_and_residual_circuit_breakers/RON/P1RD4P40AC300.pdf
P1RD4P63A030 | P1RD4P63A030.jpg | http://datasheet.lovatoelectric.com/Miniature_and_residual_circuit_breakers/products_images/P1RD4P63A030.jpg | Residual current operated circuit breaker, 4 modules, 4P - type A, 63A, 30mA | http://datasheet.lovatoelectric.com/Miniature_and_residual_circuit_breakers/ENG/P1RD4P63A030.pdf | Interruttore differenziale puro, 4 moduli, 4P – tipo A, 63A, 30mA | http://datasheet.lovatoelectric.com/Miniature_and_residual_circuit_breakers/ITA/P1RD4P63A030.pdf | Wyłącznik różnicowoprądowy - 4P - typ A, 63A, 30mA | http://datasheet.lovatoelectric.com/Miniature_and_residual_circuit_breakers/POL/P1RD4P63A030.pdf | Intreruptor diferential, 4 module, 4P - tip A, 63A, 30mA | http://datasheet.lovatoelectric.com/Miniature_and_residual_circuit_breakers/RON/P1RD4P63A030.pdf
P1RD4P63A300 | P1RD4P63A300.jpg | http://datasheet.lovatoelectric.com/Miniature_and_residual_circuit_breakers/products_images/P1RD4P63A300.jpg | Residual current operated circuit breaker, 4 modules, 4P - type A, 63A, 300mA | http://datasheet.lovatoelectric.com/Miniature_and_residual_circuit_breakers/ENG/P1RD4P63A300.pdf | Interruttore differenziale puro, 4 moduli, 4P – tipo A, 63A, 300mA | http://datasheet.lovatoelectric.com/Miniature_and_residual_circuit_breakers/ITA/P1RD4P63A300.pdf | Wyłącznik różnicowoprądowy - 4P - typ A, 63A, 300mA | http://datasheet.lovatoelectric.com/Miniature_and_residual_circuit_breakers/POL/P1RD4P63A300.pdf | Intreruptor diferential, 4 module, 4P - tip A, 63A, 300mA | http://datasheet.lovatoelectric.com/Miniature_and_residual_circuit_breakers/RON/P1RD4P63A300.pdf
P1RD4P63A300S | P1RD4P40A300S.jpg | http://datasheet.lovatoelectric.com/Miniature_and_residual_circuit_breakers/products_images/P1RD4P40A300S.jpg | Residual current operated circuit breaker - selective, 4 modules, 4P - type A, 63A, 300mA | http://datasheet.lovatoelectric.com/Miniature_and_residual_circuit_breakers/ENG/P1RD4P63A300S.pdf | Interruttore differenziale selettivo, 4 moduli, 4P – tipo A, 63A, 300mA | http://datasheet.lovatoelectric.com/Miniature_and_residual_circuit_breakers/ITA/P1RD4P63A300S.pdf | Selektywny wyłącznik różnicowoprądowy - 4P - typ A, 63A, 300mA | http://datasheet.lovatoelectric.com/Miniature_and_residual_circuit_breakers/POL/P1RD4P63A300S.pdf | Residual current operated circuit breaker - selective, 4 modules, 4P - type A, 63A, 300mA | http://datasheet.lovatoelectric.com/Miniature_and_residual_circuit_breakers/RON/P1RD4P63A300S.pdf
P1RD4P63AC030 | P1RD4P63AC030.jpg | http://datasheet.lovatoelectric.com/Miniature_and_residual_circuit_breakers/products_images/P1RD4P63AC030.jpg | Residual current operated circuit breaker, 4 modules, 4P - type AC, 63A, 30mA | http://datasheet.lovatoelectric.com/Miniature_and_residual_circuit_breakers/ENG/P1RD4P63AC030.pdf | Interruttore differenziale puro, 4 moduli, 4P – tipo AC, 63A, 30mA | http://datasheet.lovatoelectric.com/Miniature_and_residual_circuit_breakers/ITA/P1RD4P63AC030.pdf | Wyłącznik różnicowoprądowy - 4P - typ AC, 63A, 30mA | http://datasheet.lovatoelectric.com/Miniature_and_residual_circuit_breakers/POL/P1RD4P63AC030.pdf | Intreruptor diferential, 4 module, 4P - tip AC, 63A, 30mA | http://datasheet.lovatoelectric.com/Miniature_and_residual_circuit_breakers/RON/P1RD4P63AC030.pdf
P1RD4P63AC300 | P1RD4P63AC300.jpg | http://datasheet.lovatoelectric.com/Miniature_and_residual_circuit_breakers/products_images/P1RD4P63AC300.jpg | Residual current operated circuit breaker, 4 modules, 4P - type AC, 63A, 300mA | http://datasheet.lovatoelectric.com/Miniature_and_residual_circuit_breakers/ENG/P1RD4P63AC300.pdf | Interruttore differenziale puro, 4 moduli, 4P – tipo AC, 63A, 300mA | http://datasheet.lovatoelectric.com/Miniature_and_residual_circuit_breakers/ITA/P1RD4P63AC300.pdf | Wyłącznik różnicowoprądowy - 4P - typ AC, 63A, 300mA | http://datasheet.lovatoelectric.com/Miniature_and_residual_circuit_breakers/POL/P1RD4P63AC300.pdf | Intreruptor diferential, 4 module, 4P - tip AC, 63A, 300mA | http://datasheet.lovatoelectric.com/Miniature_and_residual_circuit_breakers/RON/P1RD4P63AC300.pdf
P1RE1NC06A030 | P1RE1NC06A030.jpg | http://datasheet.lovatoelectric.com/Miniature_and_residual_circuit_breakers/products_images/P1RE1NC06A030.jpg | Residual current circuit breaker with overcurrent protection, 10kA. 2 modules, 1P+N - type A, 6A, 30mA | http://datasheet.lovatoelectric.com/Miniature_and_residual_circuit_breakers/ENG/P1RE1NC06A030.pdf | Interruttore magnetotermico differenziale, 10kA. 2 moduli, 1P+N – tipo A, 6A, 30mA | http://datasheet.lovatoelectric.com/Miniature_and_residual_circuit_breakers/ITA/P1RE1NC06A030.pdf | Wyłącznik różnicowonadprądowy - 1P+N - typ A, 6A, 30mA | http://datasheet.lovatoelectric.com/Miniature_and_residual_circuit_breakers/POL/P1RE1NC06A030.pdf | Intreruptor magneto termic diferential cu protectie la supracurent, 10kA. 2 module, 1P+N - tip A, 6A, 30mA | http://datasheet.lovatoelectric.com/Miniature_and_residual_circuit_breakers/RON/P1RE1NC06A030.pdf
P1RE1NC06A300 | P1RE1NC06A300.jpg | http://datasheet.lovatoelectric.com/Miniature_and_residual_circuit_breakers/products_images/P1RE1NC06A300.jpg | Residual current circuit breaker with overcurrent protection, 10kA. 2 modules, 1P+N - type A, 6A, 300mA | http://datasheet.lovatoelectric.com/Miniature_and_residual_circuit_breakers/ENG/P1RE1NC06A300.pdf | Interruttore magnetotermico differenziale, 10kA. 2 moduli, 1P+N – tipo A, 6A, 300mA | http://datasheet.lovatoelectric.com/Miniature_and_residual_circuit_breakers/ITA/P1RE1NC06A300.pdf | Wyłącznik różnicowonadprądowy - 1P+N - typ A, 6A, 300mA | http://datasheet.lovatoelectric.com/Miniature_and_residual_circuit_breakers/POL/P1RE1NC06A300.pdf | Intreruptor magneto termic diferential cu protectie la supracurent, 10kA. 2 module, 1P+N - tip A, 6A, 300mA | http://datasheet.lovatoelectric.com/Miniature_and_residual_circuit_breakers/RON/P1RE1NC06A300.pdf
P1RE1NC06AC030 | P1RE1NC06AC030.jpg | http://datasheet.lovatoelectric.com/Miniature_and_residual_circuit_breakers/products_images/P1RE1NC06AC030.jpg | Residual current circuit breaker with overcurrent protection, 10kA. 2 modules, 1P+N - type AC, 6A, 30mA | http://datasheet.lovatoelectric.com/Miniature_and_residual_circuit_breakers/ENG/P1RE1NC06AC030.pdf | Interruttore magnetotermico differenziale, 10kA. 2 moduli, 1P+N – tipo AC, 6A, 30mA | http://datasheet.lovatoelectric.com/Miniature_and_residual_circuit_breakers/ITA/P1RE1NC06AC030.pdf | Wyłącznik różnicowonadprądowy - 1P+N - typ AC, 6A, 30mA | http://datasheet.lovatoelectric.com/Miniature_and_residual_circuit_breakers/POL/P1RE1NC06AC030.pdf | Intreruptor magneto termic diferential cu protectie la supracurent, 10kA. 2 module, 1P+N - tip AC, 6A, 30mA | http://datasheet.lovatoelectric.com/Miniature_and_residual_circuit_breakers/RON/P1RE1NC06AC030.pdf
P1RE1NC06AC300 | P1RE1NC06AC030.jpg | http://datasheet.lovatoelectric.com/Miniature_and_residual_circuit_breakers/products_images/P1RE1NC06AC030.jpg | Residual current circuit breaker with overcurrent protection, 10kA. 2 modules, 1P+N - type AC, 6A, 300mA | http://datasheet.lovatoelectric.com/Miniature_and_residual_circuit_breakers/ENG/P1RE1NC06AC300.pdf | Interruttore magnetotermico differenziale, 10kA. 2 moduli, 1P+N – tipo AC, 6A, 300mA | http://datasheet.lovatoelectric.com/Miniature_and_residual_circuit_breakers/ITA/P1RE1NC06AC300.pdf | Wyłącznik różnicowonadprądowy - 1P+N - typ AC, 6A, 300mA | http://datasheet.lovatoelectric.com/Miniature_and_residual_circuit_breakers/POL/P1RE1NC06AC300.pdf | Intreruptor magneto termic diferential cu protectie la supracurent, 10kA. 2 module, 1P+N - tip AC, 6A, 300mA | http://datasheet.lovatoelectric.com/Miniature_and_residual_circuit_breakers/RON/P1RE1NC06AC300.pdf
P1RE1NC10A030 | P1RE1NC10A030.jpg | http://datasheet.lovatoelectric.com/Miniature_and_residual_circuit_breakers/products_images/P1RE1NC10A030.jpg | Residual current circuit breaker with overcurrent protection, 10kA. 2 modules, 1P+N - type A, 10A, 30mA | http://datasheet.lovatoelectric.com/Miniature_and_residual_circuit_breakers/ENG/P1RE1NC10A030.pdf | Interruttore magnetotermico differenziale, 10kA. 2 moduli, 1P+N – tipo A, 10A, 30mA | http://datasheet.lovatoelectric.com/Miniature_and_residual_circuit_breakers/ITA/P1RE1NC10A030.pdf | Wyłącznik różnicowonadprądowy - 1P+N - typ A, 10A, 30mA | http://datasheet.lovatoelectric.com/Miniature_and_residual_circuit_breakers/POL/P1RE1NC10A030.pdf | Intreruptor magneto termic diferential cu protectie la supracurent, 10kA. 2 module, 1P+N - tip A, 10A, 30mA | http://datasheet.lovatoelectric.com/Miniature_and_residual_circuit_breakers/RON/P1RE1NC10A030.pdf
P1RE1NC10A300 | P1RE1NC10A300.jpg | http://datasheet.lovatoelectric.com/Miniature_and_residual_circuit_breakers/products_images/P1RE1NC10A300.jpg | Residual current circuit breaker with overcurrent protection, 10kA. 2 modules, 1P+N - type A, 10A, 300mA | http://datasheet.lovatoelectric.com/Miniature_and_residual_circuit_breakers/ENG/P1RE1NC10A300.pdf | Interruttore magnetotermico differenziale, 10kA. 2 moduli, 1P+N – tipo A, 10A, 300mA | http://datasheet.lovatoelectric.com/Miniature_and_residual_circuit_breakers/ITA/P1RE1NC10A300.pdf | Wyłącznik różnicowonadprądowy - 1P+N - typ A, 10A, 300mA | http://datasheet.lovatoelectric.com/Miniature_and_residual_circuit_breakers/POL/P1RE1NC10A300.pdf | Intreruptor magneto termic diferential cu protectie la supracurent, 10kA. 2 module, 1P+N - tip A, 10A, 300mA | http://datasheet.lovatoelectric.com/Miniature_and_residual_circuit_breakers/RON/P1RE1NC10A300.pdf
P1RE1NC10AC030 | P1RE1NC10AC030.jpg | http://datasheet.lovatoelectric.com/Miniature_and_residual_circuit_breakers/products_images/P1RE1NC10AC030.jpg | Residual current circuit breaker with overcurrent protection, 10kA. 2 modules, 1P+N - type AC, 10A, 30mA | http://datasheet.lovatoelectric.com/Miniature_and_residual_circuit_breakers/ENG/P1RE1NC10AC030.pdf | Interruttore magnetotermico differenziale, 10kA. 2 moduli, 1P+N – tipo AC, 10A, 30mA | http://datasheet.lovatoelectric.com/Miniature_and_residual_circuit_breakers/ITA/P1RE1NC10AC030.pdf | Wyłącznik różnicowonadprądowy - 1P+N - typ AC, 10A, 30mA | http://datasheet.lovatoelectric.com/Miniature_and_residual_circuit_breakers/POL/P1RE1NC10AC030.pdf | Intreruptor magneto termic diferential cu protectie la supracurent, 10kA. 2 module, 1P+N - tip AC, 10A, 30mA | http://datasheet.lovatoelectric.com/Miniature_and_residual_circuit_breakers/RON/P1RE1NC10AC030.pdf
P1RE1NC10AC300 | P1RE1NC10AC300.jpg | http://datasheet.lovatoelectric.com/Miniature_and_residual_circuit_breakers/products_images/P1RE1NC10AC300.jpg | Residual current circuit breaker with overcurrent protection, 10kA. 2 modules, 1P+N - type AC, 10A, 300mA | http://datasheet.lovatoelectric.com/Miniature_and_residual_circuit_breakers/ENG/P1RE1NC10AC300.pdf | Interruttore magnetotermico differenziale, 10kA. 2 moduli, 1P+N – tipo AC, 10A, 300mA | http://datasheet.lovatoelectric.com/Miniature_and_residual_circuit_breakers/ITA/P1RE1NC10AC300.pdf | Wyłącznik różnicowonadprądowy - 1P+N - typ AC, 10A, 300mA | http://datasheet.lovatoelectric.com/Miniature_and_residual_circuit_breakers/POL/P1RE1NC10AC300.pdf | Intreruptor magneto termic diferential cu protectie la supracurent, 10kA. 2 module, 1P+N - tip AC, 10A, 300mA | http://datasheet.lovatoelectric.com/Miniature_and_residual_circuit_breakers/RON/P1RE1NC10AC300.pdf
P1RE1NC13A030 | P1RE1NC13A030.jpg | http://datasheet.lovatoelectric.com/Miniature_and_residual_circuit_breakers/products_images/P1RE1NC13A030.jpg | Residual current circuit breaker with overcurrent protection, 10kA. 2 modules, 1P+N - type A, 13A, 30mA | http://datasheet.lovatoelectric.com/Miniature_and_residual_circuit_breakers/ENG/P1RE1NC13A030.pdf | Interruttore magnetotermico differenziale, 10kA. 2 moduli, 1P+N – tipo A, 13A, 30mA | http://datasheet.lovatoelectric.com/Miniature_and_residual_circuit_breakers/ITA/P1RE1NC13A030.pdf | Wyłącznik różnicowonadprądowy - 1P+N - typ A, 13A, 30mA | http://datasheet.lovatoelectric.com/Miniature_and_residual_circuit_breakers/POL/P1RE1NC13A030.pdf | Intreruptor magneto termic diferential cu protectie la supracurent, 10kA. 2 module, 1P+N - tip A, 13A, 30mA | http://datasheet.lovatoelectric.com/Miniature_and_residual_circuit_breakers/RON/P1RE1NC13A030.pdf
P1RE1NC16A030 | P1RE1NC16A030.jpg | http://datasheet.lovatoelectric.com/Miniature_and_residual_circuit_breakers/products_images/P1RE1NC16A030.jpg | Residual current circuit breaker with overcurrent protection, 10kA. 2 modules, 1P+N - type A, 16A, 30mA | http://datasheet.lovatoelectric.com/Miniature_and_residual_circuit_breakers/ENG/P1RE1NC16A030.pdf | Interruttore magnetotermico differenziale, 10kA. 2 moduli, 1P+N – tipo A, 16A, 30mA | http://datasheet.lovatoelectric.com/Miniature_and_residual_circuit_breakers/ITA/P1RE1NC16A030.pdf | Wyłącznik różnicowonadprądowy - 1P+N - typ A, 16A, 30mA | http://datasheet.lovatoelectric.com/Miniature_and_residual_circuit_breakers/POL/P1RE1NC16A030.pdf | Intreruptor magneto termic diferential cu protectie la supracurent, 10kA. 2 module, 1P+N - tip A, 16A, 30mA | http://datasheet.lovatoelectric.com/Miniature_and_residual_circuit_breakers/RON/P1RE1NC16A030.pdf
P1RE1NC16A300 | P1RE1NC16A300.jpg | http://datasheet.lovatoelectric.com/Miniature_and_residual_circuit_breakers/products_images/P1RE1NC16A300.jpg | Residual current circuit breaker with overcurrent protection, 10kA. 2 modules, 1P+N - type A, 16A, 300mA | http://datasheet.lovatoelectric.com/Miniature_and_residual_circuit_breakers/ENG/P1RE1NC16A300.pdf | Interruttore magnetotermico differenziale, 10kA. 2 moduli, 1P+N – tipo A, 16A, 300mA | http://datasheet.lovatoelectric.com/Miniature_and_residual_circuit_breakers/ITA/P1RE1NC16A300.pdf | Wyłącznik różnicowonadprądowy - 1P+N - typ A, 16A, 300mA | http://datasheet.lovatoelectric.com/Miniature_and_residual_circuit_breakers/POL/P1RE1NC16A300.pdf | Intreruptor magneto termic diferential cu protectie la supracurent, 10kA. 2 module, 1P+N - tip A, 16A, 300mA | http://datasheet.lovatoelectric.com/Miniature_and_residual_circuit_breakers/RON/P1RE1NC16A300.pdf
P1RE1NC16AC030 | P1RE1NC16AC030.jpg | http://datasheet.lovatoelectric.com/Miniature_and_residual_circuit_breakers/products_images/P1RE1NC16AC030.jpg | Residual current circuit breaker with overcurrent protection, 10kA. 2 modules, 1P+N - type AC, 16A, 30mA | http://datasheet.lovatoelectric.com/Miniature_and_residual_circuit_breakers/ENG/P1RE1NC16AC030.pdf | Interruttore magnetotermico differenziale, 10kA. 2 moduli, 1P+N – tipo AC, 16A, 30mA | http://datasheet.lovatoelectric.com/Miniature_and_residual_circuit_breakers/ITA/P1RE1NC16AC030.pdf | Wyłącznik różnicowonadprądowy - 1P+N - typ AC, 16A, 30mA | http://datasheet.lovatoelectric.com/Miniature_and_residual_circuit_breakers/POL/P1RE1NC16AC030.pdf | Intreruptor magneto termic diferential cu protectie la supracurent, 10kA. 2 module, 1P+N - tip AC, 16A, 30mA | http://datasheet.lovatoelectric.com/Miniature_and_residual_circuit_breakers/RON/P1RE1NC16AC030.pdf
P1RE1NC16AC300 | P1RE1NC16AC300.jpg | http://datasheet.lovatoelectric.com/Miniature_and_residual_circuit_breakers/products_images/P1RE1NC16AC300.jpg | Residual current circuit breaker with overcurrent protection, 10kA. 2 modules, 1P+N - type AC, 16A, 300mA | http://datasheet.lovatoelectric.com/Miniature_and_residual_circuit_breakers/ENG/P1RE1NC16AC300.pdf | Interruttore magnetotermico differenziale, 10kA. 2 moduli, 1P+N – tipo AC, 16A, 300mA | http://datasheet.lovatoelectric.com/Miniature_and_residual_circuit_breakers/ITA/P1RE1NC16AC300.pdf | Wyłącznik różnicowonadprądowy - 1P+N - typ AC, 16A, 300mA | http://datasheet.lovatoelectric.com/Miniature_and_residual_circuit_breakers/POL/P1RE1NC16AC300.pdf | Intreruptor magneto termic diferential cu protectie la supracurent, 10kA. 2 module, 1P+N - tip AC, 16A, 300mA | http://datasheet.lovatoelectric.com/Miniature_and_residual_circuit_breakers/RON/P1RE1NC16AC300.pdf
P1RE1NC20A030 | P1RE1NC20A030.jpg | http://datasheet.lovatoelectric.com/Miniature_and_residual_circuit_breakers/products_images/P1RE1NC20A030.jpg | Residual current circuit breaker with overcurrent protection, 10kA. 2 modules, 1P+N - type A, 20A, 30mA | http://datasheet.lovatoelectric.com/Miniature_and_residual_circuit_breakers/ENG/P1RE1NC20A030.pdf | Interruttore magnetotermico differenziale, 10kA. 2 moduli, 1P+N – tipo A, 20A, 30mA | http://datasheet.lovatoelectric.com/Miniature_and_residual_circuit_breakers/ITA/P1RE1NC20A030.pdf | Wyłącznik różnicowonadprądowy - 1P+N - typ A, 20A, 30mA | http://datasheet.lovatoelectric.com/Miniature_and_residual_circuit_breakers/POL/P1RE1NC20A030.pdf | Intreruptor magneto termic diferential cu protectie la supracurent, 10kA. 2 module, 1P+N - tip A, 20A, 30mA | http://datasheet.lovatoelectric.com/Miniature_and_residual_circuit_breakers/RON/P1RE1NC20A030.pdf
P1RE1NC20A300 | P1RE1NC20A300.jpg | http://datasheet.lovatoelectric.com/Miniature_and_residual_circuit_breakers/products_images/P1RE1NC20A300.jpg | Residual current circuit breaker with overcurrent protection, 10kA. 2 modules, 1P+N - type A, 20A, 300mA | http://datasheet.lovatoelectric.com/Miniature_and_residual_circuit_breakers/ENG/P1RE1NC20A300.pdf | Interruttore magnetotermico differenziale, 10kA. 2 moduli, 1P+N – tipo A, 20A, 300mA | http://datasheet.lovatoelectric.com/Miniature_and_residual_circuit_breakers/ITA/P1RE1NC20A300.pdf | Wyłącznik różnicowonadprądowy - 1P+N - typ A, 20A, 300mA | http://datasheet.lovatoelectric.com/Miniature_and_residual_circuit_breakers/POL/P1RE1NC20A300.pdf | Intreruptor magneto termic diferential cu protectie la supracurent, 10kA. 2 module, 1P+N - tip A, 20A, 300mA | http://datasheet.lovatoelectric.com/Miniature_and_residual_circuit_breakers/RON/P1RE1NC20A300.pdf
P1RE1NC20AC030 | P1RE1NC20AC030.jpg | http://datasheet.lovatoelectric.com/Miniature_and_residual_circuit_breakers/products_images/P1RE1NC20AC030.jpg | Residual current circuit breaker with overcurrent protection, 10kA. 2 modules, 1P+N - type AC, 20A, 30mA | http://datasheet.lovatoelectric.com/Miniature_and_residual_circuit_breakers/ENG/P1RE1NC20AC030.pdf | Interruttore magnetotermico differenziale, 10kA. 2 moduli, 1P+N – tipo AC, 20A, 30mA | http://datasheet.lovatoelectric.com/Miniature_and_residual_circuit_breakers/ITA/P1RE1NC20AC030.pdf | Wyłącznik różnicowonadprądowy - 1P+N - typ AC, 20A, 30mA | http://datasheet.lovatoelectric.com/Miniature_and_residual_circuit_breakers/POL/P1RE1NC20AC030.pdf | Intreruptor magneto termic diferential cu protectie la supracurent, 10kA. 2 module, 1P+N - tip AC, 20A, 30mA | http://datasheet.lovatoelectric.com/Miniature_and_residual_circuit_breakers/RON/P1RE1NC20AC030.pdf
P1RE1NC20AC300 | P1RE1NC20AC300.jpg | http://datasheet.lovatoelectric.com/Miniature_and_residual_circuit_breakers/products_images/P1RE1NC20AC300.jpg | Residual current circuit breaker with overcurrent protection, 10kA. 2 modules, 1P+N - type AC, 20A, 300mA | http://datasheet.lovatoelectric.com/Miniature_and_residual_circuit_breakers/ENG/P1RE1NC20AC300.pdf | Interruttore magnetotermico differenziale, 10kA. 2 moduli, 1P+N – tipo AC, 20A, 300mA | http://datasheet.lovatoelectric.com/Miniature_and_residual_circuit_breakers/ITA/P1RE1NC20AC300.pdf | Wyłącznik różnicowonadprądowy - 1P+N - typ AC, 20A, 300mA | http://datasheet.lovatoelectric.com/Miniature_and_residual_circuit_breakers/POL/P1RE1NC20AC300.pdf | Intreruptor magneto termic diferential cu protectie la supracurent, 10kA. 2 module, 1P+N - tip AC, 20A, 300mA | http://datasheet.lovatoelectric.com/Miniature_and_residual_circuit_breakers/RON/P1RE1NC20AC300.pdf
P1RE1NC25A030 | P1RE1NC25A030.jpg | http://datasheet.lovatoelectric.com/Miniature_and_residual_circuit_breakers/products_images/P1RE1NC25A030.jpg | Residual current circuit breaker with overcurrent protection, 10kA. 2 modules, 1P+N - type A, 25A, 30mA | http://datasheet.lovatoelectric.com/Miniature_and_residual_circuit_breakers/ENG/P1RE1NC25A030.pdf | Interruttore magnetotermico differenziale, 10kA. 2 moduli, 1P+N – tipo A, 25A, 30mA | http://datasheet.lovatoelectric.com/Miniature_and_residual_circuit_breakers/ITA/P1RE1NC25A030.pdf | Wyłącznik różnicowonadprądowy - 1P+N - typ A, 25A, 30mA | http://datasheet.lovatoelectric.com/Miniature_and_residual_circuit_breakers/POL/P1RE1NC25A030.pdf | Intreruptor magneto termic diferential cu protectie la supracurent, 10kA. 2 module, 1P+N - tip A, 25A, 30mA | http://datasheet.lovatoelectric.com/Miniature_and_residual_circuit_breakers/RON/P1RE1NC25A030.pdf
P1RE1NC25A300 | P1RE1NC25A300.jpg | http://datasheet.lovatoelectric.com/Miniature_and_residual_circuit_breakers/products_images/P1RE1NC25A300.jpg | Residual current circuit breaker with overcurrent protection, 10kA. 2 modules, 1P+N - type A, 25A, 300mA | http://datasheet.lovatoelectric.com/Miniature_and_residual_circuit_breakers/ENG/P1RE1NC25A300.pdf | Interruttore magnetotermico differenziale, 10kA. 2 moduli, 1P+N – tipo A, 25A, 300mA | http://datasheet.lovatoelectric.com/Miniature_and_residual_circuit_breakers/ITA/P1RE1NC25A300.pdf | Wyłącznik różnicowonadprądowy - 1P+N - typ A, 25A, 300mA | http://datasheet.lovatoelectric.com/Miniature_and_residual_circuit_breakers/POL/P1RE1NC25A300.pdf | Intreruptor magneto termic diferential cu protectie la supracurent, 10kA. 2 module, 1P+N - tip A, 25A, 300mA | http://datasheet.lovatoelectric.com/Miniature_and_residual_circuit_breakers/RON/P1RE1NC25A300.pdf
P1RE1NC25AC030 | P1RE1NC25AC030.jpg | http://datasheet.lovatoelectric.com/Miniature_and_residual_circuit_breakers/products_images/P1RE1NC25AC030.jpg | Residual current circuit breaker with overcurrent protection, 10kA. 2 modules, 1P+N - type AC, 25A, 30mA | http://datasheet.lovatoelectric.com/Miniature_and_residual_circuit_breakers/ENG/P1RE1NC25AC030.pdf | Interruttore magnetotermico differenziale, 10kA. 2 moduli, 1P+N – tipo AC, 25A, 30mA | http://datasheet.lovatoelectric.com/Miniature_and_residual_circuit_breakers/ITA/P1RE1NC25AC030.pdf | Wyłącznik różnicowonadprądowy - 1P+N - typ AC, 25A, 30mA | http://datasheet.lovatoelectric.com/Miniature_and_residual_circuit_breakers/POL/P1RE1NC25AC030.pdf | Intreruptor magneto termic diferential cu protectie la supracurent, 10kA. 2 module, 1P+N - tip AC, 25A, 30mA | http://datasheet.lovatoelectric.com/Miniature_and_residual_circuit_breakers/RON/P1RE1NC25AC030.pdf
P1RE1NC25AC300 | P1RE1NC25AC300.jpg | http://datasheet.lovatoelectric.com/Miniature_and_residual_circuit_breakers/products_images/P1RE1NC25AC300.jpg | Residual current circuit breaker with overcurrent protection, 10kA. 2 modules, 1P+N - type AC, 25A, 300mA | http://datasheet.lovatoelectric.com/Miniature_and_residual_circuit_breakers/ENG/P1RE1NC25AC300.pdf | Interruttore magnetotermico differenziale, 10kA. 2 moduli, 1P+N – tipo AC, 25A, 300mA | http://datasheet.lovatoelectric.com/Miniature_and_residual_circuit_breakers/ITA/P1RE1NC25AC300.pdf | Wyłącznik różnicowonadprądowy - 1P+N - typ AC, 25A, 300mA | http://datasheet.lovatoelectric.com/Miniature_and_residual_circuit_breakers/POL/P1RE1NC25AC300.pdf | Intreruptor magneto termic diferential cu protectie la supracurent, 10kA. 2 module, 1P+N - tip AC, 25A, 300mA | http://datasheet.lovatoelectric.com/Miniature_and_residual_circuit_breakers/RON/P1RE1NC25AC300.pdf
P1RE1NC32A030 | P1RE1NC32A030.jpg | http://datasheet.lovatoelectric.com/Miniature_and_residual_circuit_breakers/products_images/P1RE1NC32A030.jpg | Residual current circuit breaker with overcurrent protection, 10kA. 2 modules, 1P+N - type A, 32A, 30mA | http://datasheet.lovatoelectric.com/Miniature_and_residual_circuit_breakers/ENG/P1RE1NC32A030.pdf | Interruttore magnetotermico differenziale, 10kA. 2 moduli, 1P+N – tipo A, 32A, 30mA | http://datasheet.lovatoelectric.com/Miniature_and_residual_circuit_breakers/ITA/P1RE1NC32A030.pdf | Wyłącznik różnicowonadprądowy - 1P+N - typ A, 32A, 30mA | http://datasheet.lovatoelectric.com/Miniature_and_residual_circuit_breakers/POL/P1RE1NC32A030.pdf | Intreruptor magneto termic diferential cu protectie la supracurent, 10kA. 2 module, 1P+N - tip A, 32A, 30mA | http://datasheet.lovatoelectric.com/Miniature_and_residual_circuit_breakers/RON/P1RE1NC32A030.pdf
P1RE1NC32A300 | P1RE1NC32A030.jpg | http://datasheet.lovatoelectric.com/Miniature_and_residual_circuit_breakers/products_images/P1RE1NC32A030.jpg | Residual current circuit breaker with overcurrent protection, 10kA. 2 modules, 1P+N - type A, 32A, 300mA | http://datasheet.lovatoelectric.com/Miniature_and_residual_circuit_breakers/ENG/P1RE1NC32A300.pdf | Interruttore magnetotermico differenziale, 10kA. 2 moduli, 1P+N – tipo A, 32A, 300mA | http://datasheet.lovatoelectric.com/Miniature_and_residual_circuit_breakers/ITA/P1RE1NC32A300.pdf | Wyłącznik różnicowonadprądowy - 1P+N - typ A, 32A, 300mA | http://datasheet.lovatoelectric.com/Miniature_and_residual_circuit_breakers/POL/P1RE1NC32A300.pdf | Intreruptor magneto termic diferential cu protectie la supracurent, 10kA. 2 module, 1P+N - tip A, 32A, 300mA | http://datasheet.lovatoelectric.com/Miniature_and_residual_circuit_breakers/RON/P1RE1NC32A300.pdf
P1RE1NC32AC030 | P1RE1NC32AC030.jpg | http://datasheet.lovatoelectric.com/Miniature_and_residual_circuit_breakers/products_images/P1RE1NC32AC030.jpg | Residual current circuit breaker with overcurrent protection, 10kA. 2 modules, 1P+N - type AC, 32A, 30mA | http://datasheet.lovatoelectric.com/Miniature_and_residual_circuit_breakers/ENG/P1RE1NC32AC030.pdf | Interruttore magnetotermico differenziale, 10kA. 2 moduli, 1P+N – tipo AC, 32A, 30mA | http://datasheet.lovatoelectric.com/Miniature_and_residual_circuit_breakers/ITA/P1RE1NC32AC030.pdf | Wyłącznik różnicowonadprądowy - 1P+N - typ AC, 32A, 30mA | http://datasheet.lovatoelectric.com/Miniature_and_residual_circuit_breakers/POL/P1RE1NC32AC030.pdf | Intreruptor magneto termic diferential cu protectie la supracurent, 10kA. 2 module, 1P+N - tip AC, 32A, 30mA | http://datasheet.lovatoelectric.com/Miniature_and_residual_circuit_breakers/RON/P1RE1NC32AC030.pdf
P1RE1NC32AC300 | P1RE1NC32AC300.jpg | http://datasheet.lovatoelectric.com/Miniature_and_residual_circuit_breakers/products_images/P1RE1NC32AC300.jpg | Residual current circuit breaker with overcurrent protection, 10kA. 2 modules, 1P+N - type AC, 32A, 300mA | http://datasheet.lovatoelectric.com/Miniature_and_residual_circuit_breakers/ENG/P1RE1NC32AC300.pdf | Interruttore magnetotermico differenziale, 10kA. 2 moduli, 1P+N – tipo AC, 32A, 300mA | http://datasheet.lovatoelectric.com/Miniature_and_residual_circuit_breakers/ITA/P1RE1NC32AC300.pdf | Wyłącznik różnicowonadprądowy - 1P+N - typ AC, 32A, 300mA | http://datasheet.lovatoelectric.com/Miniature_and_residual_circuit_breakers/POL/P1RE1NC32AC300.pdf | Intreruptor magneto termic diferential cu protectie la supracurent, 10kA. 2 module, 1P+N - tip AC, 32A, 300mA | http://datasheet.lovatoelectric.com/Miniature_and_residual_circuit_breakers/RON/P1RE1NC32AC300.pdf
P1RE1NC40A030 | P1RE1NC40A030.jpg | http://datasheet.lovatoelectric.com/Miniature_and_residual_circuit_breakers/products_images/P1RE1NC40A030.jpg | Residual current circuit breaker with overcurrent protection, 10kA. 2 modules, 1P+N - type A, 40A, 30mA | http://datasheet.lovatoelectric.com/Miniature_and_residual_circuit_breakers/ENG/P1RE1NC40A030.pdf | Interruttore magnetotermico differenziale, 10kA. 2 moduli, 1P+N – tipo A, 40A, 30mA | http://datasheet.lovatoelectric.com/Miniature_and_residual_circuit_breakers/ITA/P1RE1NC40A030.pdf | Wyłącznik różnicowonadprądowy - 1P+N - typ A, 40A, 30mA | http://datasheet.lovatoelectric.com/Miniature_and_residual_circuit_breakers/POL/P1RE1NC40A030.pdf | Intreruptor magneto termic diferential cu protectie la supracurent, 10kA. 2 module, 1P+N - tip A, 40A, 30mA | http://datasheet.lovatoelectric.com/Miniature_and_residual_circuit_breakers/RON/P1RE1NC40A030.pdf
P1RE1NC40A300 | P1RE1NC40A300.jpg | http://datasheet.lovatoelectric.com/Miniature_and_residual_circuit_breakers/products_images/P1RE1NC40A300.jpg | Residual current circuit breaker with overcurrent protection, 10kA. 2 modules, 1P+N - type A, 40A, 300mA | http://datasheet.lovatoelectric.com/Miniature_and_residual_circuit_breakers/ENG/P1RE1NC40A300.pdf | Interruttore magnetotermico differenziale, 10kA. 2 moduli, 1P+N – tipo A, 40A, 300mA | http://datasheet.lovatoelectric.com/Miniature_and_residual_circuit_breakers/ITA/P1RE1NC40A300.pdf | Wyłącznik różnicowonadprądowy - 1P+N - typ A, 40A, 300mA | http://datasheet.lovatoelectric.com/Miniature_and_residual_circuit_breakers/POL/P1RE1NC40A300.pdf | Intreruptor magneto termic diferential cu protectie la supracurent, 10kA. 2 module, 1P+N - tip A, 40A, 300mA | http://datasheet.lovatoelectric.com/Miniature_and_residual_circuit_breakers/RON/P1RE1NC40A300.pdf
P1RE1NC40AC030 | P1RE1NC40AC030.jpg | http://datasheet.lovatoelectric.com/Miniature_and_residual_circuit_breakers/products_images/P1RE1NC40AC030.jpg | Residual current circuit breaker with overcurrent protection, 10kA. 2 modules, 1P+N - type AC, 40A, 30mA | http://datasheet.lovatoelectric.com/Miniature_and_residual_circuit_breakers/ENG/P1RE1NC40AC030.pdf | Interruttore magnetotermico differenziale, 10kA. 2 moduli, 1P+N – tipo AC, 40A, 30mA | http://datasheet.lovatoelectric.com/Miniature_and_residual_circuit_breakers/ITA/P1RE1NC40AC030.pdf | Wyłącznik różnicowonadprądowy - 1P+N - typ AC, 40A, 30mA | http://datasheet.lovatoelectric.com/Miniature_and_residual_circuit_breakers/POL/P1RE1NC40AC030.pdf | Intreruptor magneto termic diferential cu protectie la supracurent, 10kA. 2 module, 1P+N - tip AC, 40A, 30mA | http://datasheet.lovatoelectric.com/Miniature_and_residual_circuit_breakers/RON/P1RE1NC40AC030.pdf
P1RE1NC40AC300 | P1RE1NC40AC300.jpg | http://datasheet.lovatoelectric.com/Miniature_and_residual_circuit_breakers/products_images/P1RE1NC40AC300.jpg | Residual current circuit breaker with overcurrent protection, 10kA. 2 modules, 1P+N - type AC, 40A, 300mA | http://datasheet.lovatoelectric.com/Miniature_and_residual_circuit_breakers/ENG/P1RE1NC40AC300.pdf | Interruttore magnetotermico differenziale, 10kA. 2 moduli, 1P+N – tipo AC, 40A, 300mA | http://datasheet.lovatoelectric.com/Miniature_and_residual_circuit_breakers/ITA/P1RE1NC40AC300.pdf | Wyłącznik różnicowonadprądowy - 1P+N - typ AC, 40A, 300mA | http://datasheet.lovatoelectric.com/Miniature_and_residual_circuit_breakers/POL/P1RE1NC40AC300.pdf | Intreruptor magneto termic diferential cu protectie la supracurent, 10kA. 2 module, 1P+N - tip AC, 40A, 300mA | http://datasheet.lovatoelectric.com/Miniature_and_residual_circuit_breakers/RON/P1RE1NC40AC300.pdf
P1X1011 | P1X1011.jpg | http://datasheet.lovatoelectric.com/Miniature_and_residual_circuit_breakers/products_images/P1X1011.jpg | Auxiliary contact, side mount, 1 changeover | http://datasheet.lovatoelectric.com/Miniature_and_residual_circuit_breakers/ENG/P1X1011.pdf | Contatto ausiliario, 1 contatto in scambio, montaggio sul fianco | http://datasheet.lovatoelectric.com/Miniature_and_residual_circuit_breakers/ITA/P1X1011.pdf | Zestyki pomocnicze, montaż boczny, 1 C/O | http://datasheet.lovatoelectric.com/Miniature_and_residual_circuit_breakers/POL/P1X1011.pdf | Auxiliary contact, side mount, 1 changeover | http://datasheet.lovatoelectric.com/Miniature_and_residual_circuit_breakers/RON/P1X1011.pdf
P1X1011S | P1X1011.jpg | http://datasheet.lovatoelectric.com/Miniature_and_residual_circuit_breakers/products_images/P1X1011.jpg | Auxiliary contact, side mount, 1 changeover | http://datasheet.lovatoelectric.com/Miniature_and_residual_circuit_breakers/ENG/P1X1011S.pdf | Contatto ausiliario, 1 contatto in scambio, montaggio sul fianco | http://datasheet.lovatoelectric.com/Miniature_and_residual_circuit_breakers/ITA/P1X1011S.pdf | Zestyki pomocnicze, montaż boczny, 1C/O, do P1MS | http://datasheet.lovatoelectric.com/Miniature_and_residual_circuit_breakers/POL/P1X1011S.pdf | Auxiliary contact, side mount, 1 changeover | http://datasheet.lovatoelectric.com/Miniature_and_residual_circuit_breakers/RON/P1X1011S.pdf
P1X1011UH | P1X1011UH.jpg | http://datasheet.lovatoelectric.com/Miniature_and_residual_circuit_breakers/products_images/P1X1011UH.jpg | Auxiliary contact, side mount, 1 changeover for P1MBU... | http://datasheet.lovatoelectric.com/Miniature_and_residual_circuit_breakers/ENG/P1X1011UH.pdf | Contatto ausiliario, 1 contatto in scambio, montaggio sul fianco, per P1MBU... | http://datasheet.lovatoelectric.com/Miniature_and_residual_circuit_breakers/ITA/P1X1011UH.pdf | Zestyki pomocnicze do wyłączników nadprądowych, 1NO+1NC, UL489 | http://datasheet.lovatoelectric.com/Miniature_and_residual_circuit_breakers/POL/P1X1011UH.pdf | Auxiliary contact, side mount, 1 changeover for P1MBU... | http://datasheet.lovatoelectric.com/Miniature_and_residual_circuit_breakers/RON/P1X1011UH.pdf
P1X1311 | P1X1311.jpg | http://datasheet.lovatoelectric.com/Miniature_and_residual_circuit_breakers/products_images/P1X1311.jpg | Indicator contact, side mount, 1 changeover | http://datasheet.lovatoelectric.com/Miniature_and_residual_circuit_breakers/ENG/P1X1311.pdf | Contatto di segnalazione per intervento magnetico e termico, 1 contatto in scambio, montaggio sul fianco | http://datasheet.lovatoelectric.com/Miniature_and_residual_circuit_breakers/ITA/P1X1311.pdf | Zestyki sygnalizacyjne, montaż boczny, 1 C/O | http://datasheet.lovatoelectric.com/Miniature_and_residual_circuit_breakers/POL/P1X1311.pdf | Indicator contact, side mount, 1 changeover | http://datasheet.lovatoelectric.com/Miniature_and_residual_circuit_breakers/RON/P1X1311.pdf
P1X14230 | P1X14230.jpg | http://datasheet.lovatoelectric.com/Miniature_and_residual_circuit_breakers/products_images/P1X14230.jpg | Undervoltage trip release, 230V 50/60Hz, side mount | http://datasheet.lovatoelectric.com/Miniature_and_residual_circuit_breakers/ENG/P1X14230.pdf | Sganciatore di minima tensione, 230V 50/60Hz, montaggio sul fianco | http://datasheet.lovatoelectric.com/Miniature_and_residual_circuit_breakers/ITA/P1X14230.pdf | Wyzwalacz podnapięciowy, 230V 50/60Hz | http://datasheet.lovatoelectric.com/Miniature_and_residual_circuit_breakers/POL/P1X14230.pdf | Undervoltage trip release, 230V 50/60Hz, side mount | http://datasheet.lovatoelectric.com/Miniature_and_residual_circuit_breakers/RON/P1X14230.pdf
P1X16024 | P1X16230.jpg | http://datasheet.lovatoelectric.com/Miniature_and_residual_circuit_breakers/products_images/P1X16230.jpg | Shunt trip release, 12...24V 50/60Hz DC, side mount | http://datasheet.lovatoelectric.com/Miniature_and_residual_circuit_breakers/ENG/P1X16024.pdf | Bobina di apertura, 12...24V 50/60Hz DC, montaggio sul fianco | http://datasheet.lovatoelectric.com/Miniature_and_residual_circuit_breakers/ITA/P1X16024.pdf | Wyzwalacz napięciowy (wzrostowy), 12...24V 50/60Hz | http://datasheet.lovatoelectric.com/Miniature_and_residual_circuit_breakers/POL/P1X16024.pdf | Shunt trip release, 12...24V 50/60Hz DC, side mount | http://datasheet.lovatoelectric.com/Miniature_and_residual_circuit_breakers/RON/P1X16024.pdf
P1X16230 | P1X16230.jpg | http://datasheet.lovatoelectric.com/Miniature_and_residual_circuit_breakers/products_images/P1X16230.jpg | Shunt trip release, 110...415V 50/60Hz, side mount | http://datasheet.lovatoelectric.com/Miniature_and_residual_circuit_breakers/ENG/P1X16230.pdf | Bobina di apertura, 110...415V 50/60Hz, montaggio sul fianco | http://datasheet.lovatoelectric.com/Miniature_and_residual_circuit_breakers/ITA/P1X16230.pdf | Wyzwalacz napięciowy (wzrostowy), 110...415V 50/60Hz | http://datasheet.lovatoelectric.com/Miniature_and_residual_circuit_breakers/POL/P1X16230.pdf | Shunt trip release, 110...415V 50/60Hz, side mount | http://datasheet.lovatoelectric.com/Miniature_and_residual_circuit_breakers/RON/P1X16230.pdf
P1X1810 | P1X1810.jpg | http://datasheet.lovatoelectric.com/Miniature_and_residual_circuit_breakers/products_images/P1X1810.jpg | Padlockable attachment for breaker control lever P1MB... | http://datasheet.lovatoelectric.com/Miniature_and_residual_circuit_breakers/ENG/P1X1810.pdf | Blocco lucchettabile per leva di comando interruttori P1MB... | http://datasheet.lovatoelectric.com/Miniature_and_residual_circuit_breakers/ITA/P1X1810.pdf | Blokada dźwigni kłódką do P1MB | http://datasheet.lovatoelectric.com/Miniature_and_residual_circuit_breakers/POL/P1X1810.pdf | Padlockable attachment for breaker control lever P1MB... | http://datasheet.lovatoelectric.com/Miniature_and_residual_circuit_breakers/RON/P1X1810.pdf
P1X7 | P1X7.jpg | http://datasheet.lovatoelectric.com/Miniature_and_residual_circuit_breakers/products_images/P1X7.jpg | Modular socket for ITALY and GERMANY (SCHUKO); 16A | http://datasheet.lovatoelectric.com/Miniature_and_residual_circuit_breakers/ENG/P1X7.pdf | Presa modulare standard ITALIANO e TEDESCO (SCHUKO); 16A | http://datasheet.lovatoelectric.com/Miniature_and_residual_circuit_breakers/ITA/P1X7.pdf | Gniazdo modułowe w stand. włoskim i niemieckim; (Schuko) 16A | http://datasheet.lovatoelectric.com/Miniature_and_residual_circuit_breakers/POL/P1X7.pdf | Modular socket for ITALY and GERMANY (SCHUKO); 16A | http://datasheet.lovatoelectric.com/Miniature_and_residual_circuit_breakers/RON/P1X7.pdf
P1X9031 | P1X9031.jpg | http://datasheet.lovatoelectric.com/Miniature_and_residual_circuit_breakers/products_images/P1X9031.jpg | Single-pole connection busbar, for 57 modules, 1000mm long (57 MCB 1P) | http://datasheet.lovatoelectric.com/Miniature_and_residual_circuit_breakers/ENG/P1X9031.pdf | Barra di alimentazione unipolare, per 57 moduli, lungo 1000mm (57 interruttori 1P) | http://datasheet.lovatoelectric.com/Miniature_and_residual_circuit_breakers/ITA/P1X9031.pdf | Szyna łącząca, jednofazowa, długość 1m, 57 modułów (57x wyłącznik 1P) | http://datasheet.lovatoelectric.com/Miniature_and_residual_circuit_breakers/POL/P1X9031.pdf | Single-pole connection busbar, for 57 modules, 1000mm long (57 MCB 1P) | http://datasheet.lovatoelectric.com/Miniature_and_residual_circuit_breakers/RON/P1X9031.pdf
P1X9032 | P1X9032.jpg | http://datasheet.lovatoelectric.com/Miniature_and_residual_circuit_breakers/products_images/P1X9032.jpg | Two-pole connection busbar, for 56 modules, 1000mm long (28 MCB 2P) | http://datasheet.lovatoelectric.com/Miniature_and_residual_circuit_breakers/ENG/P1X9032.pdf | Barra di alimentazione bipolare, per 56 moduli, lungo 1000mm (28 interruttori 2P) | http://datasheet.lovatoelectric.com/Miniature_and_residual_circuit_breakers/ITA/P1X9032.pdf | Szyna łącząca, dwufazowa, długość 1m, 57 modułów (28x wyłącznik 2P) | http://datasheet.lovatoelectric.com/Miniature_and_residual_circuit_breakers/POL/P1X9032.pdf | Two-pole connection busbar, for 56 modules, 1000mm long (28 MCB 2P) | http://datasheet.lovatoelectric.com/Miniature_and_residual_circuit_breakers/RON/P1X9032.pdf
P1X9033 | P1X9034.jpg | http://datasheet.lovatoelectric.com/Miniature_and_residual_circuit_breakers/products_images/P1X9034.jpg | Three-pole connection busbar, for 57 modules, 1012mm long (19 MCB 3P) | http://datasheet.lovatoelectric.com/Miniature_and_residual_circuit_breakers/ENG/P1X9033.pdf | Barra di alimentazione tripolare, per 57 moduli, lungo 1012mm (19 interruttori 3P) | http://datasheet.lovatoelectric.com/Miniature_and_residual_circuit_breakers/ITA/P1X9033.pdf | Szyna łącząca, trójfazowa, długość 1m, 57 modułów (19x wyłącznik 3P) | http://datasheet.lovatoelectric.com/Miniature_and_residual_circuit_breakers/POL/P1X9033.pdf | Three-pole connection busbar, for 57 modules, 1012mm long (19 MCB 3P) | http://datasheet.lovatoelectric.com/Miniature_and_residual_circuit_breakers/RON/P1X9033.pdf
P1X9034 | P1X9034.jpg | http://datasheet.lovatoelectric.com/Miniature_and_residual_circuit_breakers/products_images/P1X9034.jpg | Four-pole connection busbar, for 56 modules, 1000mm long (14 MCB 4P) | http://datasheet.lovatoelectric.com/Miniature_and_residual_circuit_breakers/ENG/P1X9034.pdf | Barra di alimentazione quadripolare, per 56 moduli, lungo 1000mm (14 interruttori 4P) | http://datasheet.lovatoelectric.com/Miniature_and_residual_circuit_breakers/ITA/P1X9034.pdf | Szyna zasilająca, 4 polowa, długość 1m do 56 modułów | http://datasheet.lovatoelectric.com/Miniature_and_residual_circuit_breakers/POL/P1X9034.pdf | Four-pole connection busbar, for 56 modules, 1000mm long (14 MCB 4P) | http://datasheet.lovatoelectric.com/Miniature_and_residual_circuit_breakers/RON/P1X9034.pdf
P1X9130 | P1X9130.jpg | http://datasheet.lovatoelectric.com/Miniature_and_residual_circuit_breakers/products_images/P1X9130.jpg | Safety cover for unused busbar terminals | http://datasheet.lovatoelectric.com/Miniature_and_residual_circuit_breakers/ENG/P1X9130.pdf | Kit di 5 coperture isolanti per terminali barre inutilizzati | http://datasheet.lovatoelectric.com/Miniature_and_residual_circuit_breakers/ITA/P1X9130.pdf | Zestaw 5 osłon do nieużywanych przyłączy szyny | http://datasheet.lovatoelectric.com/Miniature_and_residual_circuit_breakers/POL/P1X9130.pdf | Safety cover for unused busbar terminals | http://datasheet.lovatoelectric.com/Miniature_and_residual_circuit_breakers/RON/P1X9130.pdf
P1X9131 | P1X9131.jpg | http://datasheet.lovatoelectric.com/Miniature_and_residual_circuit_breakers/products_images/P1X9131.jpg | End cap for P1X9031 basbar | http://datasheet.lovatoelectric.com/Miniature_and_residual_circuit_breakers/ENG/P1X9131.pdf | Tappo di chiusura per barra P1X9031 | http://datasheet.lovatoelectric.com/Miniature_and_residual_circuit_breakers/ITA/P1X9131.pdf | Osłona końcówki szyny P1X9031 | http://datasheet.lovatoelectric.com/Miniature_and_residual_circuit_breakers/POL/P1X9131.pdf | End cap for P1X9031 basbar | http://datasheet.lovatoelectric.com/Miniature_and_residual_circuit_breakers/RON/P1X9131.pdf
P1X9132 | P1X9132.jpg | http://datasheet.lovatoelectric.com/Miniature_and_residual_circuit_breakers/products_images/P1X9132.jpg | End cap for P1X9032 basbar | http://datasheet.lovatoelectric.com/Miniature_and_residual_circuit_breakers/ENG/P1X9132.pdf | Tappo di chiusura per barra P1X9032 | http://datasheet.lovatoelectric.com/Miniature_and_residual_circuit_breakers/ITA/P1X9132.pdf | Osłona końcówki szyny P1X9032 | http://datasheet.lovatoelectric.com/Miniature_and_residual_circuit_breakers/POL/P1X9132.pdf | End cap for P1X9032 basbar | http://datasheet.lovatoelectric.com/Miniature_and_residual_circuit_breakers/RON/P1X9132.pdf
P1X9133 | P1X9133.jpg | http://datasheet.lovatoelectric.com/Miniature_and_residual_circuit_breakers/products_images/P1X9133.jpg | End cap for P1X9033 basbar | http://datasheet.lovatoelectric.com/Miniature_and_residual_circuit_breakers/ENG/P1X9133.pdf | Tappo di chiusura per barra P1X9033 | http://datasheet.lovatoelectric.com/Miniature_and_residual_circuit_breakers/ITA/P1X9133.pdf | Osłona końcówki szyny P1X9033 | http://datasheet.lovatoelectric.com/Miniature_and_residual_circuit_breakers/POL/P1X9133.pdf | End cap for P1X9033 basbar | http://datasheet.lovatoelectric.com/Miniature_and_residual_circuit_breakers/RON/P1X9133.pdf
P1X9134 | P1X9134.jpg | http://datasheet.lovatoelectric.com/Miniature_and_residual_circuit_breakers/products_images/P1X9134.jpg | End cap for P1X9034 basbar | http://datasheet.lovatoelectric.com/Miniature_and_residual_circuit_breakers/ENG/P1X9134.pdf | Tappo di chiusura per barra P1X9034 | http://datasheet.lovatoelectric.com/Miniature_and_residual_circuit_breakers/ITA/P1X9134.pdf | Pokrywa zamykająca do szyny P1X9034 | http://datasheet.lovatoelectric.com/Miniature_and_residual_circuit_breakers/POL/P1X9134.pdf | End cap for P1X9034 basbar | http://datasheet.lovatoelectric.com/Miniature_and_residual_circuit_breakers/RON/P1X9134.pdf
P1X9201 | P1X9201.jpg | http://datasheet.lovatoelectric.com/Miniature_and_residual_circuit_breakers/products_images/P1X9201.jpg | One-pole terminal for 25mm² max conductor | http://datasheet.lovatoelectric.com/Miniature_and_residual_circuit_breakers/ENG/P1X9201.pdf | Morsetto unipolare per alimentazione barre; sezione conduttore 25mm² max | http://datasheet.lovatoelectric.com/Miniature_and_residual_circuit_breakers/ITA/P1X9201.pdf | Zacisk jednopolowy, maks. przekrój przewodu 25mm2 | http://datasheet.lovatoelectric.com/Miniature_and_residual_circuit_breakers/POL/P1X9201.pdf | One-pole terminal for 25mm² max conductor | http://datasheet.lovatoelectric.com/Miniature_and_residual_circuit_breakers/RON/P1X9201.pdf
P1X9202 | P1X9202.jpg | http://datasheet.lovatoelectric.com/Miniature_and_residual_circuit_breakers/products_images/P1X9202.jpg | One-pole terminal for 50mm² max conductor | http://datasheet.lovatoelectric.com/Miniature_and_residual_circuit_breakers/ENG/P1X9202.pdf | Morsetto unipolare per alimentazione barre; sezione conduttore 50mm² max | http://datasheet.lovatoelectric.com/Miniature_and_residual_circuit_breakers/ITA/P1X9202.pdf | Zacisk jednopolowy, maks. przekrój przewodu 50mm2 | http://datasheet.lovatoelectric.com/Miniature_and_residual_circuit_breakers/POL/P1X9202.pdf | One-pole terminal for 50mm² max conductor | http://datasheet.lovatoelectric.com/Miniature_and_residual_circuit_breakers/RON/P1X9202.pdf
P1X9210 | P1X9210.JPG | http://datasheet.lovatoelectric.com/Miniature_and_residual_circuit_breakers/products_images/P1X9210.JPG | One-pole terminal for 25mm² max conductor, left entry | http://datasheet.lovatoelectric.com/Miniature_and_residual_circuit_breakers/ENG/P1X9210.pdf | Morsetto unipolare per alimentazione barre; sezione conduttore 25mm² max, ingresso cavo a sinistra | http://datasheet.lovatoelectric.com/Miniature_and_residual_circuit_breakers/ITA/P1X9210.pdf | Zacisk zasilający do szyny P1X90.., 25mm2, wejście od strony lewej | http://datasheet.lovatoelectric.com/Miniature_and_residual_circuit_breakers/POL/P1X9210.pdf | One-pole terminal for 25mm² max conductor, left entry | http://datasheet.lovatoelectric.com/Miniature_and_residual_circuit_breakers/RON/P1X9210.pdf
P2MB1PC080 | P2MB1PC100.jpg | http://datasheet.lovatoelectric.com/Miniature_and_residual_circuit_breakers/products_images/P2MB1PC100.jpg | Miniature circuit breaker, 1P, 2P, 3P and 4P - 10kA, characteristic C, 80A | http://datasheet.lovatoelectric.com/Miniature_and_residual_circuit_breakers/ENG/P2MB1PC080.pdf | Interruttore magnetotermico, 1P, 2P, 3P e 4P - 10kA, caratteristica C, 80A | http://datasheet.lovatoelectric.com/Miniature_and_residual_circuit_breakers/ITA/P2MB1PC080.pdf | Wyłącznik nadprądowy, 10kA - 1P - charakterystyka C, 80A | http://datasheet.lovatoelectric.com/Miniature_and_residual_circuit_breakers/POL/P2MB1PC080.pdf | Miniature circuit breaker, 1P, 2P, 3P and 4P - 10kA, characteristic C, 80A | http://datasheet.lovatoelectric.com/Miniature_and_residual_circuit_breakers/RON/P2MB1PC080.pdf
P2MB1PC100 | P2MB1PC100.jpg | http://datasheet.lovatoelectric.com/Miniature_and_residual_circuit_breakers/products_images/P2MB1PC100.jpg | Miniature circuit breaker, 1P, 2P, 3P and 4P - 10kA, characteristic C, 100A | http://datasheet.lovatoelectric.com/Miniature_and_residual_circuit_breakers/ENG/P2MB1PC100.pdf | Interruttore magnetotermico, 1P, 2P, 3P e 4P - 10kA, caratteristica C, 100A | http://datasheet.lovatoelectric.com/Miniature_and_residual_circuit_breakers/ITA/P2MB1PC100.pdf | Wyłącznik nadprądowy, 10kA - 1P - charakterystyka C, 100A | http://datasheet.lovatoelectric.com/Miniature_and_residual_circuit_breakers/POL/P2MB1PC100.pdf | Miniature circuit breaker, 1P, 2P, 3P and 4P - 10kA, characteristic C, 100A | http://datasheet.lovatoelectric.com/Miniature_and_residual_circuit_breakers/RON/P2MB1PC100.pdf
P2MB1PC125 | P2MB1PC100.jpg | http://datasheet.lovatoelectric.com/Miniature_and_residual_circuit_breakers/products_images/P2MB1PC100.jpg | Miniature circuit breaker, 1P, 2P, 3P and 4P - 10kA, characteristic C, 125A | http://datasheet.lovatoelectric.com/Miniature_and_residual_circuit_breakers/ENG/P2MB1PC125.pdf | Interruttore magnetotermico, 1P, 2P, 3P e 4P - 10kA, caratteristica C, 125A | http://datasheet.lovatoelectric.com/Miniature_and_residual_circuit_breakers/ITA/P2MB1PC125.pdf | Wyłącznik nadprądowy, 10kA - 1P - charakterystyka C, 125A | http://datasheet.lovatoelectric.com/Miniature_and_residual_circuit_breakers/POL/P2MB1PC125.pdf | Miniature circuit breaker, 1P, 2P, 3P and 4P - 10kA, characteristic C, 125A | http://datasheet.lovatoelectric.com/Miniature_and_residual_circuit_breakers/RON/P2MB1PC125.pdf
P2MB1PD080 | P2MB1PD080.jpg | http://datasheet.lovatoelectric.com/Miniature_and_residual_circuit_breakers/products_images/P2MB1PD080.jpg | Miniature circuit breaker, 1P, 2P, 3P and 4P - 10kA, characteristic D, 80A | http://datasheet.lovatoelectric.com/Miniature_and_residual_circuit_breakers/ENG/P2MB1PD080.pdf | Interruttore magnetotermico, 1P, 2P, 3P e 4P - 10kA, caratteristica D, 80A | http://datasheet.lovatoelectric.com/Miniature_and_residual_circuit_breakers/ITA/P2MB1PD080.pdf | Wyłącznik nadprądowy, 10kA - 1P - charakterystyka D, 80A | http://datasheet.lovatoelectric.com/Miniature_and_residual_circuit_breakers/POL/P2MB1PD080.pdf | Miniature circuit breaker, 1P, 2P, 3P and 4P - 10kA, characteristic D, 80A | http://datasheet.lovatoelectric.com/Miniature_and_residual_circuit_breakers/RON/P2MB1PD080.pdf
P2MB2PC080 | P2MB2PC080.jpg | http://datasheet.lovatoelectric.com/Miniature_and_residual_circuit_breakers/products_images/P2MB2PC080.jpg | Miniature circuit breaker, 1P, 2P, 3P and 4P - 10kA, characteristic C, 80A | http://datasheet.lovatoelectric.com/Miniature_and_residual_circuit_breakers/ENG/P2MB2PC080.pdf | Interruttore magnetotermico, 1P, 2P, 3P e 4P - 10kA, caratteristica C, 80A | http://datasheet.lovatoelectric.com/Miniature_and_residual_circuit_breakers/ITA/P2MB2PC080.pdf | Wyłącznik nadprądowy, 10kA - 2P - charakterystyka C, 80A | http://datasheet.lovatoelectric.com/Miniature_and_residual_circuit_breakers/POL/P2MB2PC080.pdf | Miniature circuit breaker, 1P, 2P, 3P and 4P - 10kA, characteristic C, 80A | http://datasheet.lovatoelectric.com/Miniature_and_residual_circuit_breakers/RON/P2MB2PC080.pdf
P2MB2PC100 | P2MB2PC080.jpg | http://datasheet.lovatoelectric.com/Miniature_and_residual_circuit_breakers/products_images/P2MB2PC080.jpg | Miniature circuit breaker, 1P, 2P, 3P and 4P - 10kA, characteristic C, 100A | http://datasheet.lovatoelectric.com/Miniature_and_residual_circuit_breakers/ENG/P2MB2PC100.pdf | Interruttore magnetotermico, 1P, 2P, 3P e 4P - 10kA, caratteristica C, 100A | http://datasheet.lovatoelectric.com/Miniature_and_residual_circuit_breakers/ITA/P2MB2PC100.pdf | Wyłącznik nadprądowy, 10kA - 2P - charakterystyka C, 100A | http://datasheet.lovatoelectric.com/Miniature_and_residual_circuit_breakers/POL/P2MB2PC100.pdf | Miniature circuit breaker, 1P, 2P, 3P and 4P - 10kA, characteristic C, 100A | http://datasheet.lovatoelectric.com/Miniature_and_residual_circuit_breakers/RON/P2MB2PC100.pdf
P2MB2PC125 | P2MB2PC080.jpg | http://datasheet.lovatoelectric.com/Miniature_and_residual_circuit_breakers/products_images/P2MB2PC080.jpg | Miniature circuit breaker, 1P, 2P, 3P and 4P - 10kA, characteristic C, 125A | http://datasheet.lovatoelectric.com/Miniature_and_residual_circuit_breakers/ENG/P2MB2PC125.pdf | Interruttore magnetotermico, 1P, 2P, 3P e 4P - 10kA, caratteristica C, 125A | http://datasheet.lovatoelectric.com/Miniature_and_residual_circuit_breakers/ITA/P2MB2PC125.pdf | Wyłącznik nadprądowy, 10kA - 2P - charakterystyka C, 125A | http://datasheet.lovatoelectric.com/Miniature_and_residual_circuit_breakers/POL/P2MB2PC125.pdf | Miniature circuit breaker, 1P, 2P, 3P and 4P - 10kA, characteristic C, 125A | http://datasheet.lovatoelectric.com/Miniature_and_residual_circuit_breakers/RON/P2MB2PC125.pdf
P2MB2PD100 | P2MB2PD100.jpg | http://datasheet.lovatoelectric.com/Miniature_and_residual_circuit_breakers/products_images/P2MB2PD100.jpg |  | http://datasheet.lovatoelectric.com/Miniature_and_residual_circuit_breakers/ENG/P2MB2PD100.pdf |  | http://datasheet.lovatoelectric.com/Miniature_and_residual_circuit_breakers/ITA/P2MB2PD100.pdf |  | http://datasheet.lovatoelectric.com/Miniature_and_residual_circuit_breakers/POL/P2MB2PD100.pdf |  | http://datasheet.lovatoelectric.com/Miniature_and_residual_circuit_breakers/RON/P2MB2PD100.pdf
P2MB3PC080 | P2MB3PC080.jpg | http://datasheet.lovatoelectric.com/Miniature_and_residual_circuit_breakers/products_images/P2MB3PC080.jpg | Miniature circuit breaker, 1P, 2P, 3P and 4P - 10kA, characteristic C, 80A | http://datasheet.lovatoelectric.com/Miniature_and_residual_circuit_breakers/ENG/P2MB3PC080.pdf | Interruttore magnetotermico, 1P, 2P, 3P e 4P - 10kA, caratteristica C, 80A | http://datasheet.lovatoelectric.com/Miniature_and_residual_circuit_breakers/ITA/P2MB3PC080.pdf | Wyłącznik nadprądowy, 10kA - 3P - charakterystyka C, 80A | http://datasheet.lovatoelectric.com/Miniature_and_residual_circuit_breakers/POL/P2MB3PC080.pdf | Miniature circuit breaker, 1P, 2P, 3P and 4P - 10kA, characteristic C, 80A | http://datasheet.lovatoelectric.com/Miniature_and_residual_circuit_breakers/RON/P2MB3PC080.pdf
P2MB3PC100 | P2MB3PC100.jpg | http://datasheet.lovatoelectric.com/Miniature_and_residual_circuit_breakers/products_images/P2MB3PC100.jpg | Miniature circuit breaker, 1P, 2P, 3P and 4P - 10kA, characteristic C, 100A | http://datasheet.lovatoelectric.com/Miniature_and_residual_circuit_breakers/ENG/P2MB3PC100.pdf | Interruttore magnetotermico, 1P, 2P, 3P e 4P - 10kA, caratteristica C, 100A | http://datasheet.lovatoelectric.com/Miniature_and_residual_circuit_breakers/ITA/P2MB3PC100.pdf | Wyłącznik nadprądowy, 10kA - 3P - charakterystyka C, 100A | http://datasheet.lovatoelectric.com/Miniature_and_residual_circuit_breakers/POL/P2MB3PC100.pdf | Miniature circuit breaker, 1P, 2P, 3P and 4P - 10kA, characteristic C, 100A | http://datasheet.lovatoelectric.com/Miniature_and_residual_circuit_breakers/RON/P2MB3PC100.pdf
P2MB3PC125 | P2MB3PC080.jpg | http://datasheet.lovatoelectric.com/Miniature_and_residual_circuit_breakers/products_images/P2MB3PC080.jpg | Miniature circuit breaker, 1P, 2P, 3P and 4P - 10kA, characteristic C, 125A | http://datasheet.lovatoelectric.com/Miniature_and_residual_circuit_breakers/ENG/P2MB3PC125.pdf | Interruttore magnetotermico, 1P, 2P, 3P e 4P - 10kA, caratteristica C, 125A | http://datasheet.lovatoelectric.com/Miniature_and_residual_circuit_breakers/ITA/P2MB3PC125.pdf | Wyłącznik nadprądowy, 10kA - 3P - charakterystyka C, 125A | http://datasheet.lovatoelectric.com/Miniature_and_residual_circuit_breakers/POL/P2MB3PC125.pdf | Miniature circuit breaker, 1P, 2P, 3P and 4P - 10kA, characteristic C, 125A | http://datasheet.lovatoelectric.com/Miniature_and_residual_circuit_breakers/RON/P2MB3PC125.pdf
P2MB3PD080 | P2MB3PD080.jpg | http://datasheet.lovatoelectric.com/Miniature_and_residual_circuit_breakers/products_images/P2MB3PD080.jpg | Miniature circuit breaker, 1P, 2P, 3P and 4P - 10kA, characteristic D, 80A | http://datasheet.lovatoelectric.com/Miniature_and_residual_circuit_breakers/ENG/P2MB3PD080.pdf | Interruttore magnetotermico, 1P, 2P, 3P e 4P - 10kA, caratteristica D, 80A | http://datasheet.lovatoelectric.com/Miniature_and_residual_circuit_breakers/ITA/P2MB3PD080.pdf | Wyłącznik nadprądowy, 10kA - 3P - charakterystyka D, 80A | http://datasheet.lovatoelectric.com/Miniature_and_residual_circuit_breakers/POL/P2MB3PD080.pdf | Miniature circuit breaker, 1P, 2P, 3P and 4P - 10kA, characteristic D, 80A | http://datasheet.lovatoelectric.com/Miniature_and_residual_circuit_breakers/RON/P2MB3PD080.pdf
P2MB3PD100 | P2MB3PD100.jpg | http://datasheet.lovatoelectric.com/Miniature_and_residual_circuit_breakers/products_images/P2MB3PD100.jpg | Miniature circuit breaker, 1P, 2P, 3P and 4P - 10kA, characteristic D, 100A | http://datasheet.lovatoelectric.com/Miniature_and_residual_circuit_breakers/ENG/P2MB3PD100.pdf | Interruttore magnetotermico, 1P, 2P, 3P e 4P - 10kA, caratteristica D, 100A | http://datasheet.lovatoelectric.com/Miniature_and_residual_circuit_breakers/ITA/P2MB3PD100.pdf | Wyłącznik nadprądowy, 10kA - 3P - charakterystyka D, 100A | http://datasheet.lovatoelectric.com/Miniature_and_residual_circuit_breakers/POL/P2MB3PD100.pdf | Miniature circuit breaker, 1P, 2P, 3P and 4P - 10kA, characteristic D, 100A | http://datasheet.lovatoelectric.com/Miniature_and_residual_circuit_breakers/RON/P2MB3PD100.pdf
P2MB3PD125 | P2MB3PD125.jpg | http://datasheet.lovatoelectric.com/Miniature_and_residual_circuit_breakers/products_images/P2MB3PD125.jpg | Miniature circuit breaker, 1P, 2P, 3P and 4P - 10kA, characteristic D, 125A | http://datasheet.lovatoelectric.com/Miniature_and_residual_circuit_breakers/ENG/P2MB3PD125.pdf | Interruttore magnetotermico, 1P, 2P, 3P e 4P - 10kA, caratteristica D, 125A | http://datasheet.lovatoelectric.com/Miniature_and_residual_circuit_breakers/ITA/P2MB3PD125.pdf | Wyłącznik nadprądowy, 10kA - 3P - charakterystyka D, 125A | http://datasheet.lovatoelectric.com/Miniature_and_residual_circuit_breakers/POL/P2MB3PD125.pdf | Miniature circuit breaker, 1P, 2P, 3P and 4P - 10kA, characteristic D, 125A | http://datasheet.lovatoelectric.com/Miniature_and_residual_circuit_breakers/RON/P2MB3PD125.pdf
P2MB4PC080 | P2MB4PC080.jpg | http://datasheet.lovatoelectric.com/Miniature_and_residual_circuit_breakers/products_images/P2MB4PC080.jpg | Miniature circuit breaker, 1P, 2P, 3P and 4P - 10kA, characteristic C, 80A | http://datasheet.lovatoelectric.com/Miniature_and_residual_circuit_breakers/ENG/P2MB4PC080.pdf | Interruttore magnetotermico, 1P, 2P, 3P e 4P - 10kA, caratteristica C, 80A | http://datasheet.lovatoelectric.com/Miniature_and_residual_circuit_breakers/ITA/P2MB4PC080.pdf | Wyłącznik nadprądowy, 10kA - 4P - charakterystyka C, 80A | http://datasheet.lovatoelectric.com/Miniature_and_residual_circuit_breakers/POL/P2MB4PC080.pdf | Miniature circuit breaker, 1P, 2P, 3P and 4P - 10kA, characteristic C, 80A | http://datasheet.lovatoelectric.com/Miniature_and_residual_circuit_breakers/RON/P2MB4PC080.pdf
P2MB4PC100 | P2MB4PC100.jpg | http://datasheet.lovatoelectric.com/Miniature_and_residual_circuit_breakers/products_images/P2MB4PC100.jpg | Miniature circuit breaker, 1P, 2P, 3P and 4P - 10kA, characteristic C, 100A | http://datasheet.lovatoelectric.com/Miniature_and_residual_circuit_breakers/ENG/P2MB4PC100.pdf | Interruttore magnetotermico, 1P, 2P, 3P e 4P - 10kA, caratteristica C, 100A | http://datasheet.lovatoelectric.com/Miniature_and_residual_circuit_breakers/ITA/P2MB4PC100.pdf | Wyłącznik nadprądowy, 10kA - 4P - charakterystyka C, 100A | http://datasheet.lovatoelectric.com/Miniature_and_residual_circuit_breakers/POL/P2MB4PC100.pdf | Miniature circuit breaker, 1P, 2P, 3P and 4P - 10kA, characteristic C, 100A | http://datasheet.lovatoelectric.com/Miniature_and_residual_circuit_breakers/RON/P2MB4PC100.pdf
P2MB4PC125 | P2MB4PC125.jpg | http://datasheet.lovatoelectric.com/Miniature_and_residual_circuit_breakers/products_images/P2MB4PC125.jpg | Miniature circuit breaker, 1P, 2P, 3P and 4P - 10kA, characteristic C, 125A | http://datasheet.lovatoelectric.com/Miniature_and_residual_circuit_breakers/ENG/P2MB4PC125.pdf | Interruttore magnetotermico, 1P, 2P, 3P e 4P - 10kA, caratteristica C, 125A | http://datasheet.lovatoelectric.com/Miniature_and_residual_circuit_breakers/ITA/P2MB4PC125.pdf | Wyłącznik nadprądowy, 10kA - 4P - charakterystyka C, 125A | http://datasheet.lovatoelectric.com/Miniature_and_residual_circuit_breakers/POL/P2MB4PC125.pdf | Miniature circuit breaker, 1P, 2P, 3P and 4P - 10kA, characteristic C, 125A | http://datasheet.lovatoelectric.com/Miniature_and_residual_circuit_breakers/RON/P2MB4PC125.pdf
P2MB4PD080 | P2MB4PD080.jpg | http://datasheet.lovatoelectric.com/Miniature_and_residual_circuit_breakers/products_images/P2MB4PD080.jpg | Miniature circuit breaker, 1P, 2P, 3P and 4P - 10kA, characteristic D, 80A | http://datasheet.lovatoelectric.com/Miniature_and_residual_circuit_breakers/ENG/P2MB4PD080.pdf | Interruttore magnetotermico, 1P, 2P, 3P e 4P - 10kA, caratteristica D, 80A | http://datasheet.lovatoelectric.com/Miniature_and_residual_circuit_breakers/ITA/P2MB4PD080.pdf | Wyłącznik nadprądowy, 10kA - 4P - charakterystyka D, 80A | http://datasheet.lovatoelectric.com/Miniature_and_residual_circuit_breakers/POL/P2MB4PD080.pdf | Miniature circuit breaker, 1P, 2P, 3P and 4P - 10kA, characteristic D, 80A | http://datasheet.lovatoelectric.com/Miniature_and_residual_circuit_breakers/RON/P2MB4PD080.pdf
P2MB4PD100 | P2MB4PD100.jpg | http://datasheet.lovatoelectric.com/Miniature_and_residual_circuit_breakers/products_images/P2MB4PD100.jpg | Miniature circuit breaker, 1P, 2P, 3P and 4P - 10kA, characteristic D, 100A | http://datasheet.lovatoelectric.com/Miniature_and_residual_circuit_breakers/ENG/P2MB4PD100.pdf | Interruttore magnetotermico, 1P, 2P, 3P e 4P - 10kA, caratteristica D, 100A | http://datasheet.lovatoelectric.com/Miniature_and_residual_circuit_breakers/ITA/P2MB4PD100.pdf | Wyłącznik nadprądowy, 10kA - 4P - charakterystyka D, 100A | http://datasheet.lovatoelectric.com/Miniature_and_residual_circuit_breakers/POL/P2MB4PD100.pdf | Miniature circuit breaker, 1P, 2P, 3P and 4P - 10kA, characteristic D, 100A | http://datasheet.lovatoelectric.com/Miniature_and_residual_circuit_breakers/RON/P2MB4PD100.pdf
P2MB4PD125 | P2MB4PD125.jpg | http://datasheet.lovatoelectric.com/Miniature_and_residual_circuit_breakers/products_images/P2MB4PD125.jpg | Miniature circuit breaker, 1P, 2P, 3P and 4P - 10kA, characteristic D, 125A | http://datasheet.lovatoelectric.com/Miniature_and_residual_circuit_breakers/ENG/P2MB4PD125.pdf | Interruttore magnetotermico, 1P, 2P, 3P e 4P - 10kA, caratteristica D, 125A | http://datasheet.lovatoelectric.com/Miniature_and_residual_circuit_breakers/ITA/P2MB4PD125.pdf | Wyłącznik nadprądowy, 10kA - 4P - charakterystyka D, 125A | http://datasheet.lovatoelectric.com/Miniature_and_residual_circuit_breakers/POL/P2MB4PD125.pdf | Miniature circuit breaker, 1P, 2P, 3P and 4P - 10kA, characteristic D, 125A | http://datasheet.lovatoelectric.com/Miniature_and_residual_circuit_breakers/RON/P2MB4PD125.pdf
P2X1011 | P2X1011.jpg | http://datasheet.lovatoelectric.com/Miniature_and_residual_circuit_breakers/products_images/P2X1011.jpg | Auxiliary contact, side mount, 1 changeover | http://datasheet.lovatoelectric.com/Miniature_and_residual_circuit_breakers/ENG/P2X1011.pdf | Contatto ausiliario, 1 contatto in scambio, montaggio sul fianco | http://datasheet.lovatoelectric.com/Miniature_and_residual_circuit_breakers/ITA/P2X1011.pdf | Zestyki pomocnicze, montaż boczny, 1 C/O | http://datasheet.lovatoelectric.com/Miniature_and_residual_circuit_breakers/POL/P2X1011.pdf | Auxiliary contact, side mount, 1 changeover | http://datasheet.lovatoelectric.com/Miniature_and_residual_circuit_breakers/RON/P2X1011.pdf
P2X1311 | P2X1311.jpg | http://datasheet.lovatoelectric.com/Miniature_and_residual_circuit_breakers/products_images/P2X1311.jpg | Indicator contact, side mount, 1 changeover | http://datasheet.lovatoelectric.com/Miniature_and_residual_circuit_breakers/ENG/P2X1311.pdf | Contatto di segnalazione per intervento magnetico e termico, 1 contatto in scambio, montaggio sul fianco | http://datasheet.lovatoelectric.com/Miniature_and_residual_circuit_breakers/ITA/P2X1311.pdf | Zestyki sygnalizacyjne, montaż boczny, 1 C/O | http://datasheet.lovatoelectric.com/Miniature_and_residual_circuit_breakers/POL/P2X1311.pdf | Indicator contact, side mount, 1 changeover | http://datasheet.lovatoelectric.com/Miniature_and_residual_circuit_breakers/RON/P2X1311.pdf
P2X16230 | P2X16230.jpg | http://datasheet.lovatoelectric.com/Miniature_and_residual_circuit_breakers/products_images/P2X16230.jpg | Shunt trip release, 110...415V 50/60Hz, side mount | http://datasheet.lovatoelectric.com/Miniature_and_residual_circuit_breakers/ENG/P2X16230.pdf | Bobina di apertura, 110...415V 50/60Hz, montaggio sul fianco | http://datasheet.lovatoelectric.com/Miniature_and_residual_circuit_breakers/ITA/P2X16230.pdf | Wyzwalacz napięciowy (wzrostowy), 230V 50/60Hz | http://datasheet.lovatoelectric.com/Miniature_and_residual_circuit_breakers/POL/P2X16230.pdf | Shunt trip release, 110...415V 50/60Hz, side mount | http://datasheet.lovatoelectric.com/Miniature_and_residual_circuit_breakers/RON/P2X16230.pdf
P2X1810 | P2X1810.JPG | http://datasheet.lovatoelectric.com/Miniature_and_residual_circuit_breakers/products_images/P2X1810.JPG | Padlockable attachment for breaker control lever P2MB... | http://datasheet.lovatoelectric.com/Miniature_and_residual_circuit_breakers/ENG/P2X1810.pdf | Blocco lucchettabile per leva di comando interruttori P2MB... | http://datasheet.lovatoelectric.com/Miniature_and_residual_circuit_breakers/ITA/P2X1810.pdf | Blokada dźwigni kłódką do P2MB | http://datasheet.lovatoelectric.com/Miniature_and_residual_circuit_breakers/POL/P2X1810.pdf | Padlockable attachment for breaker control lever P2MB... | http://datasheet.lovatoelectric.com/Miniature_and_residual_circuit_breakers/RON/P2X1810.pdf
ULC157A18A | ULC157A18A.jpg | http://datasheet.lovatoelectric.com/Miniature_and_residual_circuit_breakers/products_images/ULC157A18A.jpg | Single-pole power bar | http://datasheet.lovatoelectric.com/Miniature_and_residual_circuit_breakers/ENG/ULC157A18A.pdf | Barra di alimentazione unipolare | http://datasheet.lovatoelectric.com/Miniature_and_residual_circuit_breakers/ITA/ULC157A18A.pdf | Szyna zasilająca, jednofazowa | http://datasheet.lovatoelectric.com/Miniature_and_residual_circuit_breakers/POL/ULC157A18A.pdf | Single-pole power bar | http://datasheet.lovatoelectric.com/Miniature_and_residual_circuit_breakers/RON/ULC157A18A.pdf
ULC256A18A | ULC256A18A.jpg | http://datasheet.lovatoelectric.com/Miniature_and_residual_circuit_breakers/products_images/ULC256A18A.jpg | Two-pole power bar | http://datasheet.lovatoelectric.com/Miniature_and_residual_circuit_breakers/ENG/ULC256A18A.pdf | Barra di alimentazione bipolare | http://datasheet.lovatoelectric.com/Miniature_and_residual_circuit_breakers/ITA/ULC256A18A.pdf | Szyna zasilająca, dwufazowa | http://datasheet.lovatoelectric.com/Miniature_and_residual_circuit_breakers/POL/ULC256A18A.pdf | Two-pole power bar | http://datasheet.lovatoelectric.com/Miniature_and_residual_circuit_breakers/RON/ULC256A18A.pdf
ULC357A18A | ULC357A18A.jpg | http://datasheet.lovatoelectric.com/Miniature_and_residual_circuit_breakers/products_images/ULC357A18A.jpg | Three-pole power bar | http://datasheet.lovatoelectric.com/Miniature_and_residual_circuit_breakers/ENG/ULC357A18A.pdf | Barra di alimentazione tripolare | http://datasheet.lovatoelectric.com/Miniature_and_residual_circuit_breakers/ITA/ULC357A18A.pdf | Szyna zasilająca, trójfazowa | http://datasheet.lovatoelectric.com/Miniature_and_residual_circuit_breakers/POL/ULC357A18A.pdf | Three-pole power bar | http://datasheet.lovatoelectric.com/Miniature_and_residual_circuit_breakers/RON/ULC357A18A.pdf