## Motor_protection_relays
Product | Image | Image Link | ENG Description | ENG Datasheet Link | ITA Description | ITA Datasheet Link | POL Description | POL Datasheet Link | RON Description | RON Datasheet Link
11G228110 | 11G228110.jpg | http://datasheet.lovatoelectric.com/Motor_protection_relays/products_images/11G228110.jpg | Electrical RESET, 110...125VAC 50/60Hz for relay RF9... - RF82… - RF110… | http://datasheet.lovatoelectric.com/Motor_protection_relays/ENG/11G228110.pdf | Ripristino elettrico, 110...125VAC 50/60Hz per relè RF9... - RF82… - RF110… | http://datasheet.lovatoelectric.com/Motor_protection_relays/ITA/11G228110.pdf | Przycisk kasowania elektrycznego, 110...125VAC 50/60Hz, do przekaźnika RF9... - RF82… - RF110... | http://datasheet.lovatoelectric.com/Motor_protection_relays/POL/11G228110.pdf | 110...125VAC 50/60Hz pentru releu RF9... - RF82… - RF110... | http://datasheet.lovatoelectric.com/Motor_protection_relays/RON/11G228110.pdf
11G228220 | 11G228110.jpg | http://datasheet.lovatoelectric.com/Motor_protection_relays/products_images/11G228110.jpg | Electrical RESET, 220...240VAC 50/60Hz for relay RF9... - RF82… - RF110… | http://datasheet.lovatoelectric.com/Motor_protection_relays/ENG/11G228220.pdf | Ripristino elettrico, 220...240VAC 50/60Hz per relè RF9... - RF82… - RF110… | http://datasheet.lovatoelectric.com/Motor_protection_relays/ITA/11G228220.pdf | Przycisk kasowania elektrycznego, 220...240VAC 50/60Hz, do przekaźnika RF9... - RF82… - RF110... | http://datasheet.lovatoelectric.com/Motor_protection_relays/POL/11G228220.pdf | 220...240VAC 50/60Hz pentru releu RF9... - RF82… - RF110... | http://datasheet.lovatoelectric.com/Motor_protection_relays/RON/11G228220.pdf
11G22824 | 11G228110.jpg | http://datasheet.lovatoelectric.com/Motor_protection_relays/products_images/11G228110.jpg | Electrical RESET, 24VAC 50/60Hz for relay RF9... - RF82… - RF110… | http://datasheet.lovatoelectric.com/Motor_protection_relays/ENG/11G22824.pdf | Ripristino elettrico, 24VAC 50/60Hz per relè RF9... - RF82… - RF110… | http://datasheet.lovatoelectric.com/Motor_protection_relays/ITA/11G22824.pdf | Przycisk kasowania elektrycznego, 24VAC 50/60Hz, do przekaźnika RF9... - RF82… - RF110... | http://datasheet.lovatoelectric.com/Motor_protection_relays/POL/11G22824.pdf | 24VAC 50/60Hz pentru releu RF9... - RF82… - RF110... | http://datasheet.lovatoelectric.com/Motor_protection_relays/RON/11G22824.pdf
11G228380 | 11G228110.jpg | http://datasheet.lovatoelectric.com/Motor_protection_relays/products_images/11G228110.jpg | Electrical RESET, 380...415VAC 50/60Hz for relay RF9... - RF82… - RF110… | http://datasheet.lovatoelectric.com/Motor_protection_relays/ENG/11G228380.pdf | Ripristino elettrico, 380...415VAC 50/60Hz per relè RF9... - RF82… - RF110… | http://datasheet.lovatoelectric.com/Motor_protection_relays/ITA/11G228380.pdf | Przycisk kasowania elektrycznego, 380...415VAC 50/60Hz, do przekaźnika RF9... - RF82… - RF110... | http://datasheet.lovatoelectric.com/Motor_protection_relays/POL/11G228380.pdf | 380...415VAC 50/60Hz pentru releu RF9... - RF82… - RF110... | http://datasheet.lovatoelectric.com/Motor_protection_relays/RON/11G228380.pdf
11G22848 | 11G228110.jpg | http://datasheet.lovatoelectric.com/Motor_protection_relays/products_images/11G228110.jpg | Electrical RESET, 48VAC 50/60Hz for relay RF9... - RF82… - RF110… | http://datasheet.lovatoelectric.com/Motor_protection_relays/ENG/11G22848.pdf | Ripristino elettrico, 48VAC 50/60Hz per relè RF9... - RF82… - RF110… | http://datasheet.lovatoelectric.com/Motor_protection_relays/ITA/11G22848.pdf | Przycisk kasowania elektrycznego, 48VAC 50/60Hz, do przekaźnika RF9... - RF82… - RF110... | http://datasheet.lovatoelectric.com/Motor_protection_relays/POL/11G22848.pdf | 48VAC 50/60Hz pentru releu RF9... - RF82… - RF110... | http://datasheet.lovatoelectric.com/Motor_protection_relays/RON/11G22848.pdf
11G233 | 11G233.jpg | http://datasheet.lovatoelectric.com/Motor_protection_relays/products_images/11G233.jpg | Sealing device for relay RF9… - RF82… - RF110… | http://datasheet.lovatoelectric.com/Motor_protection_relays/ENG/11G233.pdf | Dispositivo di piombatura della taratura, per relè RF9… - RF82… - RF110… | http://datasheet.lovatoelectric.com/Motor_protection_relays/ITA/11G233.pdf | Zestaw do plombowania G233 | http://datasheet.lovatoelectric.com/Motor_protection_relays/POL/11G233.pdf | Pentru releu RF9… - RF82… - RF110… | http://datasheet.lovatoelectric.com/Motor_protection_relays/RON/11G233.pdf
11G270 | 11G270.jpg | http://datasheet.lovatoelectric.com/Motor_protection_relays/products_images/11G270.jpg | Independent mounting screw fixing or 35mm DIN rail mounting, for relay RF82...RF110 | http://datasheet.lovatoelectric.com/Motor_protection_relays/ENG/11G270.pdf | Supporti per montaggio indipendente. Fissaggio con viti o profilati omega 35mm, per relè RF82...RF110 | http://datasheet.lovatoelectric.com/Motor_protection_relays/ITA/11G270.pdf | Adapter do montażu niezależnego do przekaźnika RF82...RF110 | http://datasheet.lovatoelectric.com/Motor_protection_relays/POL/11G270.pdf | Pentru releu RF82...RF110 | http://datasheet.lovatoelectric.com/Motor_protection_relays/RON/11G270.pdf
11G372 | 11G372.jpg | http://datasheet.lovatoelectric.com/Motor_protection_relays/products_images/11G372.jpg | Set of links for direct contactor mounting, for relay RF...200 on contactors B115-B145-B180 | http://datasheet.lovatoelectric.com/Motor_protection_relays/ENG/11G372.pdf | Attacco per montaggio diretto su contattore, per relè RF...200 su contattore B115-B145-B180 | http://datasheet.lovatoelectric.com/Motor_protection_relays/ITA/11G372.pdf | Zestaw przyłączeniowy do przekaźnika RF...200 pod stycznikiem B115-B145-B180 | http://datasheet.lovatoelectric.com/Motor_protection_relays/POL/11G372.pdf | Pentru releu RF...200 pe contactor B115-B145-B180 | http://datasheet.lovatoelectric.com/Motor_protection_relays/RON/11G372.pdf
11G373 | 11G373.jpg | http://datasheet.lovatoelectric.com/Motor_protection_relays/products_images/11G373.jpg | Set of links for direct contactor mounting, for relay RF...200 on contactors B250-B310-B400 | http://datasheet.lovatoelectric.com/Motor_protection_relays/ENG/11G373.pdf | Attacco per montaggio diretto su contattore, per relè RF...200 su contattore B250-B310-B400 | http://datasheet.lovatoelectric.com/Motor_protection_relays/ITA/11G373.pdf | Zestaw przyłączeniowy do przekaźnika RF...200 pod stycznikiem B250-B310-B400 | http://datasheet.lovatoelectric.com/Motor_protection_relays/POL/11G373.pdf | Pentru releu RF...200 pe contactor B250-B310-B400 | http://datasheet.lovatoelectric.com/Motor_protection_relays/RON/11G373.pdf
11G375 | 11G375.jpg | http://datasheet.lovatoelectric.com/Motor_protection_relays/products_images/11G375.jpg | Set of links for direct contactor mounting, for relay RF...420 on contactors B145-B180 | http://datasheet.lovatoelectric.com/Motor_protection_relays/ENG/11G375.pdf | Attacco per montaggio diretto su contattore, per relè RF...420 su contattore B145-B180 | http://datasheet.lovatoelectric.com/Motor_protection_relays/ITA/11G375.pdf | Zestaw przyłączeniowy do przekaźnika RF...420 pod stycznikiem B145-B180 | http://datasheet.lovatoelectric.com/Motor_protection_relays/POL/11G375.pdf | Pentru releu RF...420 pe contactor B145-B180 | http://datasheet.lovatoelectric.com/Motor_protection_relays/RON/11G375.pdf
11G376 | 11G376.jpg | http://datasheet.lovatoelectric.com/Motor_protection_relays/products_images/11G376.jpg | Set of links for direct contactor mounting, for relay RF...420 on contactors B250-B310-B400 | http://datasheet.lovatoelectric.com/Motor_protection_relays/ENG/11G376.pdf | Attacco per montaggio diretto su contattore, per relè RF...420 su contattore B250-B310-B400 | http://datasheet.lovatoelectric.com/Motor_protection_relays/ITA/11G376.pdf | Zestaw przyłączeniowy do przekaźnika RF...420 pod stycznikiem B250-B310-B400 | http://datasheet.lovatoelectric.com/Motor_protection_relays/POL/11G376.pdf | Pentru releu RF...420 pe contactor B250-B310-B400 | http://datasheet.lovatoelectric.com/Motor_protection_relays/RON/11G376.pdf
11RF9015 | 11RF910.jpg | http://datasheet.lovatoelectric.com/Motor_protection_relays/products_images/11RF910.jpg | Motor protection relay, phase failure/single-phase sensitive. Three-pole (three-phase), manual resetting. Direct mounting on BG06, BG09, BG12 mini-contactors, 0.09...0.15A | http://datasheet.lovatoelectric.com/Motor_protection_relays/ENG/11RF9015.pdf | Relè protezione motore, sensibile alla mancanza fase, ripristino manuale. Montaggio diretto su minicontattori BG06, BG09, BG12, 0,09...0,15A | http://datasheet.lovatoelectric.com/Motor_protection_relays/ITA/11RF9015.pdf | Przekaźnik termiczny, z wykrywaniem błędu fazy, trójfazowy, kasowanie ręczne, montaż bezpośredni pod stycznikami BG06, BG09 i BG12, 0.09...0.15A | http://datasheet.lovatoelectric.com/Motor_protection_relays/POL/11RF9015.pdf | Motor protection relay, phase failure/single-phase sensitive. Three-pole (three-phase), manual resetting. Direct mounting on BG06, BG09, BG12 mini-contactors, 0.09...0.15A | http://datasheet.lovatoelectric.com/Motor_protection_relays/RON/11RF9015.pdf
11RF9023 | 11RF910.jpg | http://datasheet.lovatoelectric.com/Motor_protection_relays/products_images/11RF910.jpg | Motor protection relay, phase failure/single-phase sensitive. Three-pole (three-phase), manual resetting. Direct mounting on BG06, BG09, BG12 mini-contactors, 0.14...0.23A | http://datasheet.lovatoelectric.com/Motor_protection_relays/ENG/11RF9023.pdf | Relè protezione motore, sensibile alla mancanza fase, ripristino manuale. Montaggio diretto su minicontattori BG06, BG09, BG12, 0,14...0,23A | http://datasheet.lovatoelectric.com/Motor_protection_relays/ITA/11RF9023.pdf | Przekaźnik termiczny, z wykrywaniem błędu fazy, trójfazowy, kasowanie ręczne, montaż bezpośredni pod stycznikami BG06, BG09 i BG12, 0.14...0.23A | http://datasheet.lovatoelectric.com/Motor_protection_relays/POL/11RF9023.pdf | Motor protection relay, phase failure/single-phase sensitive. Three-pole (three-phase), manual resetting. Direct mounting on BG06, BG09, BG12 mini-contactors, 0.14...0.23A | http://datasheet.lovatoelectric.com/Motor_protection_relays/RON/11RF9023.pdf
11RF9033 | 11RF910.jpg | http://datasheet.lovatoelectric.com/Motor_protection_relays/products_images/11RF910.jpg | Motor protection relay, phase failure/single-phase sensitive. Three-pole (three-phase), manual resetting. Direct mounting on BG06, BG09, BG12 mini-contactors, 0.2...0.33A | http://datasheet.lovatoelectric.com/Motor_protection_relays/ENG/11RF9033.pdf | Relè protezione motore, sensibile alla mancanza fase, ripristino manuale. Montaggio diretto su minicontattori BG06, BG09, BG12, 0,2...0,33A | http://datasheet.lovatoelectric.com/Motor_protection_relays/ITA/11RF9033.pdf | Przekaźnik termiczny, z wykrywaniem błędu fazy, trójfazowy, kasowanie ręczne, montaż bezpośredni pod stycznikami BG06, BG09 i BG12, 0.2...0.33A | http://datasheet.lovatoelectric.com/Motor_protection_relays/POL/11RF9033.pdf | Motor protection relay, phase failure/single-phase sensitive. Three-pole (three-phase), manual resetting. Direct mounting on BG06, BG09, BG12 mini-contactors, 0.2...0.33A | http://datasheet.lovatoelectric.com/Motor_protection_relays/RON/11RF9033.pdf
11RF905 | 11RF910.jpg | http://datasheet.lovatoelectric.com/Motor_protection_relays/products_images/11RF910.jpg | Motor protection relay, phase failure/single-phase sensitive. Three-pole (three-phase), manual resetting. Direct mounting on BG06, BG09, BG12 mini-contactors, 0.3...0.5A | http://datasheet.lovatoelectric.com/Motor_protection_relays/ENG/11RF905.pdf | Relè protezione motore, sensibile alla mancanza fase, ripristino manuale. Montaggio diretto su minicontattori BG06, BG09, BG12, 0,3...0,5A | http://datasheet.lovatoelectric.com/Motor_protection_relays/ITA/11RF905.pdf | Przekaźnik termiczny, z wykrywaniem błędu fazy, trójfazowy, kasowanie ręczne, montaż bezpośredni pod stycznikami BG06, BG09 i BG12, 0.3...0.5A | http://datasheet.lovatoelectric.com/Motor_protection_relays/POL/11RF905.pdf | Motor protection relay, phase failure/single-phase sensitive. Three-pole (three-phase), manual resetting. Direct mounting on BG06, BG09, BG12 mini-contactors, 0.3...0.5A | http://datasheet.lovatoelectric.com/Motor_protection_relays/RON/11RF905.pdf
11RF9075 | 11RF910.jpg | http://datasheet.lovatoelectric.com/Motor_protection_relays/products_images/11RF910.jpg | Motor protection relay, phase failure/single-phase sensitive. Three-pole (three-phase), manual resetting. Direct mounting on BG06, BG09, BG12 mini-contactors, 0.45...0.75A | http://datasheet.lovatoelectric.com/Motor_protection_relays/ENG/11RF9075.pdf | Relè protezione motore, sensibile alla mancanza fase, ripristino manuale. Montaggio diretto su minicontattori BG06, BG09, BG12, 0,45...0,75A | http://datasheet.lovatoelectric.com/Motor_protection_relays/ITA/11RF9075.pdf | Przekaźnik termiczny, z wykrywaniem błędu fazy, trójfazowy, kasowanie ręczne, montaż bezpośredni pod stycznikami BG06, BG09 i BG12, 0.45...0.75A | http://datasheet.lovatoelectric.com/Motor_protection_relays/POL/11RF9075.pdf | Motor protection relay, phase failure/single-phase sensitive. Three-pole (three-phase), manual resetting. Direct mounting on BG06, BG09, BG12 mini-contactors, 0.45...0.75A | http://datasheet.lovatoelectric.com/Motor_protection_relays/RON/11RF9075.pdf
11RF91 | 11RF910.jpg | http://datasheet.lovatoelectric.com/Motor_protection_relays/products_images/11RF910.jpg | Motor protection relay, phase failure/single-phase sensitive. Three-pole (three-phase), manual resetting. Direct mounting on BG06, BG09, BG12 mini-contactors, 0.6...1A | http://datasheet.lovatoelectric.com/Motor_protection_relays/ENG/11RF91.pdf | Relè protezione motore, sensibile alla mancanza fase, ripristino manuale. Montaggio diretto su minicontattori BG06, BG09, BG12, 0,6...1A | http://datasheet.lovatoelectric.com/Motor_protection_relays/ITA/11RF91.pdf | Przekaźnik termiczny, z wykrywaniem błędu fazy, trójfazowy, kasowanie ręczne, montaż bezpośredni pod stycznikami BG06, BG09 i BG12, 0.6...1A | http://datasheet.lovatoelectric.com/Motor_protection_relays/POL/11RF91.pdf | Motor protection relay, phase failure/single-phase sensitive. Three-pole (three-phase), manual resetting. Direct mounting on BG06, BG09, BG12 mini-contactors, 0.6...1A | http://datasheet.lovatoelectric.com/Motor_protection_relays/RON/11RF91.pdf
11RF910 | 11RF910.jpg | http://datasheet.lovatoelectric.com/Motor_protection_relays/products_images/11RF910.jpg | Motor protection relay, phase failure/single-phase sensitive. Three-pole (three-phase), manual resetting. Direct mounting on BG06, BG09, BG12 mini-contactors, 6...10A | http://datasheet.lovatoelectric.com/Motor_protection_relays/ENG/11RF910.pdf | Relè protezione motore, sensibile alla mancanza fase, ripristino manuale. Montaggio diretto su minicontattori BG06, BG09, BG12, 6...10A | http://datasheet.lovatoelectric.com/Motor_protection_relays/ITA/11RF910.pdf | Przekaźnik termiczny, z wykrywaniem błędu fazy, trójfazowy, kasowanie ręczne, montaż bezpośredni pod stycznikami BG06, BG09 i BG12, 6...10A | http://datasheet.lovatoelectric.com/Motor_protection_relays/POL/11RF910.pdf | Motor protection relay, phase failure/single-phase sensitive. Three-pole (three-phase), manual resetting. Direct mounting on BG06, BG09, BG12 mini-contactors, 6...10A | http://datasheet.lovatoelectric.com/Motor_protection_relays/RON/11RF910.pdf
11RF915 | 11RF910.jpg | http://datasheet.lovatoelectric.com/Motor_protection_relays/products_images/11RF910.jpg | Motor protection relay, phase failure/single-phase sensitive. Three-pole (three-phase), manual resetting. Direct mounting on BG06, BG09, BG12 mini-contactors, 9...15A | http://datasheet.lovatoelectric.com/Motor_protection_relays/ENG/11RF915.pdf | Relè protezione motore, sensibile alla mancanza fase, ripristino manuale. Montaggio diretto su minicontattori BG06, BG09, BG12, 9...15A | http://datasheet.lovatoelectric.com/Motor_protection_relays/ITA/11RF915.pdf | Przekaźnik termiczny, z wykrywaniem błędu fazy, trójfazowy, kasowanie ręczne, montaż bezpośredni pod stycznikami BG06, BG09 i BG12, 9...15A | http://datasheet.lovatoelectric.com/Motor_protection_relays/POL/11RF915.pdf | Motor protection relay, phase failure/single-phase sensitive. Three-pole (three-phase), manual resetting. Direct mounting on BG06, BG09, BG12 mini-contactors, 9...15A | http://datasheet.lovatoelectric.com/Motor_protection_relays/RON/11RF915.pdf
11RF91V5 | 11RF910.jpg | http://datasheet.lovatoelectric.com/Motor_protection_relays/products_images/11RF910.jpg | Motor protection relay, phase failure/single-phase sensitive. Three-pole (three-phase), manual resetting. Direct mounting on BG06, BG09, BG12 mini-contactors, 0.9...1.5A | http://datasheet.lovatoelectric.com/Motor_protection_relays/ENG/11RF91V5.pdf | Relè protezione motore, sensibile alla mancanza fase, ripristino manuale. Montaggio diretto su minicontattori BG06, BG09, BG12, 0,9...1,5A | http://datasheet.lovatoelectric.com/Motor_protection_relays/ITA/11RF91V5.pdf | Przekaźnik termiczny, z wykrywaniem błędu fazy, trójfazowy, kasowanie ręczne, montaż bezpośredni pod stycznikami BG06, BG09 i BG12, 0.9...1.5A | http://datasheet.lovatoelectric.com/Motor_protection_relays/POL/11RF91V5.pdf | Motor protection relay, phase failure/single-phase sensitive. Three-pole (three-phase), manual resetting. Direct mounting on BG06, BG09, BG12 mini-contactors, 0.9...1.5A | http://datasheet.lovatoelectric.com/Motor_protection_relays/RON/11RF91V5.pdf
11RF92V3 | 11RF910.jpg | http://datasheet.lovatoelectric.com/Motor_protection_relays/products_images/11RF910.jpg | Motor protection relay, phase failure/single-phase sensitive. Three-pole (three-phase), manual resetting. Direct mounting on BG06, BG09, BG12 mini-contactors, 1.4...2.3A | http://datasheet.lovatoelectric.com/Motor_protection_relays/ENG/11RF92V3.pdf | Relè protezione motore, sensibile alla mancanza fase, ripristino manuale. Montaggio diretto su minicontattori BG06, BG09, BG12, 1,4...2,3A | http://datasheet.lovatoelectric.com/Motor_protection_relays/ITA/11RF92V3.pdf | Przekaźnik termiczny, z wykrywaniem błędu fazy, trójfazowy, kasowanie ręczne, montaż bezpośredni pod stycznikami BG06, BG09 i BG12, 1.4...2.3A | http://datasheet.lovatoelectric.com/Motor_protection_relays/POL/11RF92V3.pdf | Motor protection relay, phase failure/single-phase sensitive. Three-pole (three-phase), manual resetting. Direct mounting on BG06, BG09, BG12 mini-contactors, 1.4...2.3A | http://datasheet.lovatoelectric.com/Motor_protection_relays/RON/11RF92V3.pdf
11RF933 | 11RF910.jpg | http://datasheet.lovatoelectric.com/Motor_protection_relays/products_images/11RF910.jpg | Motor protection relay, phase failure/single-phase sensitive. Three-pole (three-phase), manual resetting. Direct mounting on BG06, BG09, BG12 mini-contactors, 2...3.3A | http://datasheet.lovatoelectric.com/Motor_protection_relays/ENG/11RF933.pdf | Relè protezione motore, sensibile alla mancanza fase, ripristino manuale. Montaggio diretto su minicontattori BG06, BG09, BG12, 2...3,3A | http://datasheet.lovatoelectric.com/Motor_protection_relays/ITA/11RF933.pdf | Przekaźnik termiczny, z wykrywaniem błędu fazy, trójfazowy, kasowanie ręczne, montaż bezpośredni pod stycznikami BG06, BG09 i BG12, 2...3.3A | http://datasheet.lovatoelectric.com/Motor_protection_relays/POL/11RF933.pdf | Motor protection relay, phase failure/single-phase sensitive. Three-pole (three-phase), manual resetting. Direct mounting on BG06, BG09, BG12 mini-contactors, 2...3.3A | http://datasheet.lovatoelectric.com/Motor_protection_relays/RON/11RF933.pdf
11RF95 | 11RF910.jpg | http://datasheet.lovatoelectric.com/Motor_protection_relays/products_images/11RF910.jpg | Motor protection relay, phase failure/single-phase sensitive. Three-pole (three-phase), manual resetting. Direct mounting on BG06, BG09, BG12 mini-contactors, 3...5A | http://datasheet.lovatoelectric.com/Motor_protection_relays/ENG/11RF95.pdf | Relè protezione motore, sensibile alla mancanza fase, ripristino manuale. Montaggio diretto su minicontattori BG06, BG09, BG12, 3...5A | http://datasheet.lovatoelectric.com/Motor_protection_relays/ITA/11RF95.pdf | Przekaźnik termiczny, z wykrywaniem błędu fazy, trójfazowy, kasowanie ręczne, montaż bezpośredni pod stycznikami BG06, BG09 i BG12, 3...5A | http://datasheet.lovatoelectric.com/Motor_protection_relays/POL/11RF95.pdf | Motor protection relay, phase failure/single-phase sensitive. Three-pole (three-phase), manual resetting. Direct mounting on BG06, BG09, BG12 mini-contactors, 3...5A | http://datasheet.lovatoelectric.com/Motor_protection_relays/RON/11RF95.pdf
11RF975 | 11RF910.jpg | http://datasheet.lovatoelectric.com/Motor_protection_relays/products_images/11RF910.jpg | Motor protection relay, phase failure/single-phase sensitive. Three-pole (three-phase), manual resetting. Direct mounting on BG06, BG09, BG12 mini-contactors, 4.5...7.5A | http://datasheet.lovatoelectric.com/Motor_protection_relays/ENG/11RF975.pdf | Relè protezione motore, sensibile alla mancanza fase, ripristino manuale. Montaggio diretto su minicontattori BG06, BG09, BG12, 4,5...7,5A | http://datasheet.lovatoelectric.com/Motor_protection_relays/ITA/11RF975.pdf | Przekaźnik termiczny, z wykrywaniem błędu fazy, trójfazowy, kasowanie ręczne, montaż bezpośredni pod stycznikami BG06, BG09 i BG12, 4.5...7.5A | http://datasheet.lovatoelectric.com/Motor_protection_relays/POL/11RF975.pdf | Motor protection relay, phase failure/single-phase sensitive. Three-pole (three-phase), manual resetting. Direct mounting on BG06, BG09, BG12 mini-contactors, 4.5...7.5A | http://datasheet.lovatoelectric.com/Motor_protection_relays/RON/11RF975.pdf
11RFA9015 | 11RFA91.jpg | http://datasheet.lovatoelectric.com/Motor_protection_relays/products_images/11RFA91.jpg | Motor protection relay, phase failure/single-phase sensitive. Three-pole (three-phase), automatic resetting. Direct mounting on BG06, BG09, BG12 mini-contactors, 0.09...0.15A | http://datasheet.lovatoelectric.com/Motor_protection_relays/ENG/11RFA9015.pdf | Relè protezione motore, sensibile alla mancanza fase, ripristino automatico. Montaggio diretto su minicontattori BG06, BG09, BG12, 0,09...0,15A | http://datasheet.lovatoelectric.com/Motor_protection_relays/ITA/11RFA9015.pdf | Przekaźnik termiczny, z wykrywaniem błędu fazy, trójfazowy, kasowanie automatyczne, montaż bezpośredni pod stycznikami BG06, BG09 i BG12, 0.09...0.15A | http://datasheet.lovatoelectric.com/Motor_protection_relays/POL/11RFA9015.pdf | Motor protection relay, phase failure/single-phase sensitive. Three-pole (three-phase), automatic resetting. Direct mounting on BG06, BG09, BG12 mini-contactors, 0.09...0.15A | http://datasheet.lovatoelectric.com/Motor_protection_relays/RON/11RFA9015.pdf
11RFA9023 | 11RFA91.jpg | http://datasheet.lovatoelectric.com/Motor_protection_relays/products_images/11RFA91.jpg | Motor protection relay, phase failure/single-phase sensitive. Three-pole (three-phase), automatic resetting. Direct mounting on BG06, BG09, BG12 mini-contactors, 0.14...0.23A | http://datasheet.lovatoelectric.com/Motor_protection_relays/ENG/11RFA9023.pdf | Relè protezione motore, sensibile alla mancanza fase, ripristino automatico. Montaggio diretto su minicontattori BG06, BG09, BG12, 0,14...0,23A | http://datasheet.lovatoelectric.com/Motor_protection_relays/ITA/11RFA9023.pdf | Przekaźnik termiczny, z wykrywaniem błędu fazy, trójfazowy, kasowanie automatyczne, montaż bezpośredni pod stycznikami BG06, BG09 i BG12, 0.14...0.23A | http://datasheet.lovatoelectric.com/Motor_protection_relays/POL/11RFA9023.pdf | Motor protection relay, phase failure/single-phase sensitive. Three-pole (three-phase), automatic resetting. Direct mounting on BG06, BG09, BG12 mini-contactors, 0.14...0.23A | http://datasheet.lovatoelectric.com/Motor_protection_relays/RON/11RFA9023.pdf
11RFA9033 | 11RFA91.jpg | http://datasheet.lovatoelectric.com/Motor_protection_relays/products_images/11RFA91.jpg | Motor protection relay, phase failure/single-phase sensitive. Three-pole (three-phase), automatic resetting. Direct mounting on BG06, BG09, BG12 mini-contactors, 0.2...0.33A | http://datasheet.lovatoelectric.com/Motor_protection_relays/ENG/11RFA9033.pdf | Relè protezione motore, sensibile alla mancanza fase, ripristino automatico. Montaggio diretto su minicontattori BG06, BG09, BG12, 0,2...0,33A | http://datasheet.lovatoelectric.com/Motor_protection_relays/ITA/11RFA9033.pdf | Przekaźnik termiczny, z wykrywaniem błędu fazy, trójfazowy, kasowanie automatyczne, montaż bezpośredni pod stycznikami BG06, BG09 i BG12, 0.2...0.33A | http://datasheet.lovatoelectric.com/Motor_protection_relays/POL/11RFA9033.pdf | Motor protection relay, phase failure/single-phase sensitive. Three-pole (three-phase), automatic resetting. Direct mounting on BG06, BG09, BG12 mini-contactors, 0.2...0.33A | http://datasheet.lovatoelectric.com/Motor_protection_relays/RON/11RFA9033.pdf
11RFA905 | 11RFA91.jpg | http://datasheet.lovatoelectric.com/Motor_protection_relays/products_images/11RFA91.jpg | Motor protection relay, phase failure/single-phase sensitive. Three-pole (three-phase), automatic resetting. Direct mounting on BG06, BG09, BG12 mini-contactors, 0.3...0.5A | http://datasheet.lovatoelectric.com/Motor_protection_relays/ENG/11RFA905.pdf | Relè protezione motore, sensibile alla mancanza fase, ripristino automatico. Montaggio diretto su minicontattori BG06, BG09, BG12, 0,3...0,5A | http://datasheet.lovatoelectric.com/Motor_protection_relays/ITA/11RFA905.pdf | Przekaźnik termiczny, z wykrywaniem błędu fazy, trójfazowy, kasowanie automatyczne, montaż bezpośredni pod stycznikami BG06, BG09 i BG12, 0.3...0.5A | http://datasheet.lovatoelectric.com/Motor_protection_relays/POL/11RFA905.pdf | Motor protection relay, phase failure/single-phase sensitive. Three-pole (three-phase), automatic resetting. Direct mounting on BG06, BG09, BG12 mini-contactors, 0.3...0.5A | http://datasheet.lovatoelectric.com/Motor_protection_relays/RON/11RFA905.pdf
11RFA9075 | 11RFA91.jpg | http://datasheet.lovatoelectric.com/Motor_protection_relays/products_images/11RFA91.jpg | Motor protection relay, phase failure/single-phase sensitive. Three-pole (three-phase), automatic resetting. Direct mounting on BG06, BG09, BG12 mini-contactors, 0.45...0.75A | http://datasheet.lovatoelectric.com/Motor_protection_relays/ENG/11RFA9075.pdf | Relè protezione motore, sensibile alla mancanza fase, ripristino automatico. Montaggio diretto su minicontattori BG06, BG09, BG12, 0,45...0,75A | http://datasheet.lovatoelectric.com/Motor_protection_relays/ITA/11RFA9075.pdf | Przekaźnik termiczny, z wykrywaniem błędu fazy, trójfazowy, kasowanie automatyczne, montaż bezpośredni pod stycznikami BG06, BG09 i BG12, 0.45...0.75A | http://datasheet.lovatoelectric.com/Motor_protection_relays/POL/11RFA9075.pdf | Motor protection relay, phase failure/single-phase sensitive. Three-pole (three-phase), automatic resetting. Direct mounting on BG06, BG09, BG12 mini-contactors, 0.45...0.75A | http://datasheet.lovatoelectric.com/Motor_protection_relays/RON/11RFA9075.pdf
11RFA91 | 11RFA91.jpg | http://datasheet.lovatoelectric.com/Motor_protection_relays/products_images/11RFA91.jpg | Motor protection relay, phase failure/single-phase sensitive. Three-pole (three-phase), automatic resetting. Direct mounting on BG06, BG09, BG12 mini-contactors, 0.6...1A | http://datasheet.lovatoelectric.com/Motor_protection_relays/ENG/11RFA91.pdf | Relè protezione motore, sensibile alla mancanza fase, ripristino automatico. Montaggio diretto su minicontattori BG06, BG09, BG12, 0,6...1A | http://datasheet.lovatoelectric.com/Motor_protection_relays/ITA/11RFA91.pdf | Przekaźnik termiczny, z wykrywaniem błędu fazy, trójfazowy, kasowanie automatyczne, montaż bezpośredni pod stycznikami BG06, BG09 i BG12, 0.6...1A | http://datasheet.lovatoelectric.com/Motor_protection_relays/POL/11RFA91.pdf | Motor protection relay, phase failure/single-phase sensitive. Three-pole (three-phase), automatic resetting. Direct mounting on BG06, BG09, BG12 mini-contactors, 0.6...1A | http://datasheet.lovatoelectric.com/Motor_protection_relays/RON/11RFA91.pdf
11RFA910 | 11RFA91.jpg | http://datasheet.lovatoelectric.com/Motor_protection_relays/products_images/11RFA91.jpg | Motor protection relay, phase failure/single-phase sensitive. Three-pole (three-phase), automatic resetting. Direct mounting on BG06, BG09, BG12 mini-contactors, 6...10A | http://datasheet.lovatoelectric.com/Motor_protection_relays/ENG/11RFA910.pdf | Relè protezione motore, sensibile alla mancanza fase, ripristino automatico. Montaggio diretto su minicontattori BG06, BG09, BG12, 6...10A | http://datasheet.lovatoelectric.com/Motor_protection_relays/ITA/11RFA910.pdf | Przekaźnik termiczny, z wykrywaniem błędu fazy, trójfazowy, kasowanie automatyczne, montaż bezpośredni pod stycznikami BG06, BG09 i BG12, 6...10A | http://datasheet.lovatoelectric.com/Motor_protection_relays/POL/11RFA910.pdf | Motor protection relay, phase failure/single-phase sensitive. Three-pole (three-phase), automatic resetting. Direct mounting on BG06, BG09, BG12 mini-contactors, 6...10A | http://datasheet.lovatoelectric.com/Motor_protection_relays/RON/11RFA910.pdf
11RFA915 | 11RFA915.jpg | http://datasheet.lovatoelectric.com/Motor_protection_relays/products_images/11RFA915.jpg | Motor protection relay, phase failure/single-phase sensitive. Three-pole (three-phase), automatic resetting. Direct mounting on BG06, BG09, BG12 mini-contactors, 9...15A | http://datasheet.lovatoelectric.com/Motor_protection_relays/ENG/11RFA915.pdf | Relè protezione motore, sensibile alla mancanza fase, ripristino automatico. Montaggio diretto su minicontattori BG06, BG09, BG12, 9...15A | http://datasheet.lovatoelectric.com/Motor_protection_relays/ITA/11RFA915.pdf | Przekaźnik termiczny, z wykrywaniem błędu fazy, trójfazowy, kasowanie automatyczne, montaż bezpośredni pod stycznikami BG06, BG09 i BG12, 9...15A | http://datasheet.lovatoelectric.com/Motor_protection_relays/POL/11RFA915.pdf | Motor protection relay, phase failure/single-phase sensitive. Three-pole (three-phase), automatic resetting. Direct mounting on BG06, BG09, BG12 mini-contactors, 9...15A | http://datasheet.lovatoelectric.com/Motor_protection_relays/RON/11RFA915.pdf
11RFA91V5 | 11RFA91.jpg | http://datasheet.lovatoelectric.com/Motor_protection_relays/products_images/11RFA91.jpg | Motor protection relay, phase failure/single-phase sensitive. Three-pole (three-phase), automatic resetting. Direct mounting on BG06, BG09, BG12 mini-contactors, 0.9...1.5A | http://datasheet.lovatoelectric.com/Motor_protection_relays/ENG/11RFA91V5.pdf | Relè protezione motore, sensibile alla mancanza fase, ripristino automatico. Montaggio diretto su minicontattori BG06, BG09, BG12, 0,9...1,5A | http://datasheet.lovatoelectric.com/Motor_protection_relays/ITA/11RFA91V5.pdf | Przekaźnik termiczny, z wykrywaniem błędu fazy, trójfazowy, kasowanie automatyczne, montaż bezpośredni pod stycznikami BG06, BG09 i BG12, 0.9...1.5A | http://datasheet.lovatoelectric.com/Motor_protection_relays/POL/11RFA91V5.pdf | Motor protection relay, phase failure/single-phase sensitive. Three-pole (three-phase), automatic resetting. Direct mounting on BG06, BG09, BG12 mini-contactors, 0.9...1.5A | http://datasheet.lovatoelectric.com/Motor_protection_relays/RON/11RFA91V5.pdf
11RFA92V3 | 11RFA91.jpg | http://datasheet.lovatoelectric.com/Motor_protection_relays/products_images/11RFA91.jpg | Motor protection relay, phase failure/single-phase sensitive. Three-pole (three-phase), automatic resetting. Direct mounting on BG06, BG09, BG12 mini-contactors, 1.4...2.3A | http://datasheet.lovatoelectric.com/Motor_protection_relays/ENG/11RFA92V3.pdf | Relè protezione motore, sensibile alla mancanza fase, ripristino automatico. Montaggio diretto su minicontattori BG06, BG09, BG12, 1,4...2,3A | http://datasheet.lovatoelectric.com/Motor_protection_relays/ITA/11RFA92V3.pdf | Przekaźnik termiczny, z wykrywaniem błędu fazy, trójfazowy, kasowanie automatyczne, montaż bezpośredni pod stycznikami BG06, BG09 i BG12, 1.4...2.3A | http://datasheet.lovatoelectric.com/Motor_protection_relays/POL/11RFA92V3.pdf | Motor protection relay, phase failure/single-phase sensitive. Three-pole (three-phase), automatic resetting. Direct mounting on BG06, BG09, BG12 mini-contactors, 1.4...2.3A | http://datasheet.lovatoelectric.com/Motor_protection_relays/RON/11RFA92V3.pdf
11RFA933 | 11RFA933.jpg | http://datasheet.lovatoelectric.com/Motor_protection_relays/products_images/11RFA933.jpg | Motor protection relay, phase failure/single-phase sensitive. Three-pole (three-phase), automatic resetting. Direct mounting on BG06, BG09, BG12 mini-contactors, 2...3.3A | http://datasheet.lovatoelectric.com/Motor_protection_relays/ENG/11RFA933.pdf | Relè protezione motore, sensibile alla mancanza fase, ripristino automatico. Montaggio diretto su minicontattori BG06, BG09, BG12, 2...3,3A | http://datasheet.lovatoelectric.com/Motor_protection_relays/ITA/11RFA933.pdf | Przekaźnik termiczny, z wykrywaniem błędu fazy, trójfazowy, kasowanie automatyczne, montaż bezpośredni pod stycznikami BG06, BG09 i BG12, 2...3.3A | http://datasheet.lovatoelectric.com/Motor_protection_relays/POL/11RFA933.pdf | Motor protection relay, phase failure/single-phase sensitive. Three-pole (three-phase), automatic resetting. Direct mounting on BG06, BG09, BG12 mini-contactors, 2...3.3A | http://datasheet.lovatoelectric.com/Motor_protection_relays/RON/11RFA933.pdf
11RFA95 | 11RFA91.jpg | http://datasheet.lovatoelectric.com/Motor_protection_relays/products_images/11RFA91.jpg | Motor protection relay, phase failure/single-phase sensitive. Three-pole (three-phase), automatic resetting. Direct mounting on BG06, BG09, BG12 mini-contactors, 3...5A | http://datasheet.lovatoelectric.com/Motor_protection_relays/ENG/11RFA95.pdf | Relè protezione motore, sensibile alla mancanza fase, ripristino automatico. Montaggio diretto su minicontattori BG06, BG09, BG12, 3...5A | http://datasheet.lovatoelectric.com/Motor_protection_relays/ITA/11RFA95.pdf | Przekaźnik termiczny, z wykrywaniem błędu fazy, trójfazowy, kasowanie automatyczne, montaż bezpośredni pod stycznikami BG06, BG09 i BG12, 3...5A | http://datasheet.lovatoelectric.com/Motor_protection_relays/POL/11RFA95.pdf | Motor protection relay, phase failure/single-phase sensitive. Three-pole (three-phase), automatic resetting. Direct mounting on BG06, BG09, BG12 mini-contactors, 3...5A | http://datasheet.lovatoelectric.com/Motor_protection_relays/RON/11RFA95.pdf
11RFA975 | 11RFA91.jpg | http://datasheet.lovatoelectric.com/Motor_protection_relays/products_images/11RFA91.jpg | Motor protection relay, phase failure/single-phase sensitive. Three-pole (three-phase), automatic resetting. Direct mounting on BG06, BG09, BG12 mini-contactors, 4.5...7.5A | http://datasheet.lovatoelectric.com/Motor_protection_relays/ENG/11RFA975.pdf | Relè protezione motore, sensibile alla mancanza fase, ripristino automatico. Montaggio diretto su minicontattori BG06, BG09, BG12, 4,5...7,5A | http://datasheet.lovatoelectric.com/Motor_protection_relays/ITA/11RFA975.pdf | Przekaźnik termiczny, z wykrywaniem błędu fazy, trójfazowy, kasowanie automatyczne, montaż bezpośredni pod stycznikami BG06, BG09 i BG12, 4.5...7.5A | http://datasheet.lovatoelectric.com/Motor_protection_relays/POL/11RFA975.pdf | Motor protection relay, phase failure/single-phase sensitive. Three-pole (three-phase), automatic resetting. Direct mounting on BG06, BG09, BG12 mini-contactors, 4.5...7.5A | http://datasheet.lovatoelectric.com/Motor_protection_relays/RON/11RFA975.pdf
11RFN9015 | 11RFN905.jpg | http://datasheet.lovatoelectric.com/Motor_protection_relays/products_images/11RFN905.jpg | Motor protection relay, non phase failure/non single-phase sensitive. Three-pole (three-phase), manual resetting. Direct mounting on BG06, BG09, BG12 mini-contactors, 0.09...0.15A | http://datasheet.lovatoelectric.com/Motor_protection_relays/ENG/11RFN9015.pdf | Relè protezione motore, non sensibile alla mancanza fase, ripristino manuale. Montaggio diretto su minicontattori BG06, BG09, BG12, 0,09...0,15A | http://datasheet.lovatoelectric.com/Motor_protection_relays/ITA/11RFN9015.pdf | Przekaźnik termiczny, bez wykrywania błędu fazy, trójfazowy, kasowanie ręczne, montaż bezpośredni pod stycznikami BG06, BG09 i BG12, 0.09...0.15A | http://datasheet.lovatoelectric.com/Motor_protection_relays/POL/11RFN9015.pdf | Motor protection relay, non phase failure/non single-phase sensitive. Three-pole (three-phase), manual resetting. Direct mounting on BG06, BG09, BG12 mini-contactors, 0.09...0.15A | http://datasheet.lovatoelectric.com/Motor_protection_relays/RON/11RFN9015.pdf
11RFN9023 | 11RFN905.jpg | http://datasheet.lovatoelectric.com/Motor_protection_relays/products_images/11RFN905.jpg | Motor protection relay, non phase failure/non single-phase sensitive. Three-pole (three-phase), manual resetting. Direct mounting on BG06, BG09, BG12 mini-contactors, 0.14...0.23A | http://datasheet.lovatoelectric.com/Motor_protection_relays/ENG/11RFN9023.pdf | Relè protezione motore, non sensibile alla mancanza fase, ripristino manuale. Montaggio diretto su minicontattori BG06, BG09, BG12, 0,14...0,23A | http://datasheet.lovatoelectric.com/Motor_protection_relays/ITA/11RFN9023.pdf | Przekaźnik termiczny, bez wykrywania błędu fazy, trójfazowy, kasowanie ręczne, montaż bezpośredni pod stycznikami BG06, BG09 i BG12, 0.14...0.23A | http://datasheet.lovatoelectric.com/Motor_protection_relays/POL/11RFN9023.pdf | Motor protection relay, non phase failure/non single-phase sensitive. Three-pole (three-phase), manual resetting. Direct mounting on BG06, BG09, BG12 mini-contactors, 0.14...0.23A | http://datasheet.lovatoelectric.com/Motor_protection_relays/RON/11RFN9023.pdf
11RFN9033 | 11RFN905.jpg | http://datasheet.lovatoelectric.com/Motor_protection_relays/products_images/11RFN905.jpg | Motor protection relay, non phase failure/non single-phase sensitive. Three-pole (three-phase), manual resetting. Direct mounting on BG06, BG09, BG12 mini-contactors, 0.2...0.33A | http://datasheet.lovatoelectric.com/Motor_protection_relays/ENG/11RFN9033.pdf | Relè protezione motore, non sensibile alla mancanza fase, ripristino manuale. Montaggio diretto su minicontattori BG06, BG09, BG12, 0,2...0,33A | http://datasheet.lovatoelectric.com/Motor_protection_relays/ITA/11RFN9033.pdf | Przekaźnik termiczny, bez wykrywania błędu fazy, trójfazowy, kasowanie ręczne, montaż bezpośredni pod stycznikami BG06, BG09 i BG12, 0.2...0.33A | http://datasheet.lovatoelectric.com/Motor_protection_relays/POL/11RFN9033.pdf | Motor protection relay, non phase failure/non single-phase sensitive. Three-pole (three-phase), manual resetting. Direct mounting on BG06, BG09, BG12 mini-contactors, 0.2...0.33A | http://datasheet.lovatoelectric.com/Motor_protection_relays/RON/11RFN9033.pdf
11RFN905 | 11RFN905.jpg | http://datasheet.lovatoelectric.com/Motor_protection_relays/products_images/11RFN905.jpg | Motor protection relay, non phase failure/non single-phase sensitive. Three-pole (three-phase), manual resetting. Direct mounting on BG06, BG09, BG12 mini-contactors, 0.3...0.5A | http://datasheet.lovatoelectric.com/Motor_protection_relays/ENG/11RFN905.pdf | Relè protezione motore, non sensibile alla mancanza fase, ripristino manuale. Montaggio diretto su minicontattori BG06, BG09, BG12, 0,3...0,5A | http://datasheet.lovatoelectric.com/Motor_protection_relays/ITA/11RFN905.pdf | Przekaźnik termiczny, bez wykrywania błędu fazy, trójfazowy, kasowanie ręczne, montaż bezpośredni pod stycznikami BG06, BG09 i BG12, 0.3...0.5A | http://datasheet.lovatoelectric.com/Motor_protection_relays/POL/11RFN905.pdf | Motor protection relay, non phase failure/non single-phase sensitive. Three-pole (three-phase), manual resetting. Direct mounting on BG06, BG09, BG12 mini-contactors, 0.3...0.5A | http://datasheet.lovatoelectric.com/Motor_protection_relays/RON/11RFN905.pdf
11RFN9075 | 11RFN905.jpg | http://datasheet.lovatoelectric.com/Motor_protection_relays/products_images/11RFN905.jpg | Motor protection relay, non phase failure/non single-phase sensitive. Three-pole (three-phase), manual resetting. Direct mounting on BG06, BG09, BG12 mini-contactors, 0.45...0.75A | http://datasheet.lovatoelectric.com/Motor_protection_relays/ENG/11RFN9075.pdf | Relè protezione motore, non sensibile alla mancanza fase, ripristino manuale. Montaggio diretto su minicontattori BG06, BG09, BG12, 0,45...0,75A | http://datasheet.lovatoelectric.com/Motor_protection_relays/ITA/11RFN9075.pdf | Przekaźnik termiczny, bez wykrywania błędu fazy, trójfazowy, kasowanie ręczne, montaż bezpośredni pod stycznikami BG06, BG09 i BG12, 0.45...0.75A | http://datasheet.lovatoelectric.com/Motor_protection_relays/POL/11RFN9075.pdf | Motor protection relay, non phase failure/non single-phase sensitive. Three-pole (three-phase), manual resetting. Direct mounting on BG06, BG09, BG12 mini-contactors, 0.45...0.75A | http://datasheet.lovatoelectric.com/Motor_protection_relays/RON/11RFN9075.pdf
11RFN91 | 11RFN905.jpg | http://datasheet.lovatoelectric.com/Motor_protection_relays/products_images/11RFN905.jpg | Motor protection relay, non phase failure/non single-phase sensitive. Three-pole (three-phase), manual resetting. Direct mounting on BG06, BG09, BG12 mini-contactors, 0.6...1A | http://datasheet.lovatoelectric.com/Motor_protection_relays/ENG/11RFN91.pdf | Relè protezione motore, non sensibile alla mancanza fase, ripristino manuale. Montaggio diretto su minicontattori BG06, BG09, BG12, 0,6...1A | http://datasheet.lovatoelectric.com/Motor_protection_relays/ITA/11RFN91.pdf | Przekaźnik termiczny, bez wykrywania błędu fazy, trójfazowy, kasowanie ręczne, montaż bezpośredni pod stycznikami BG06, BG09 i BG12, 0.6...1A | http://datasheet.lovatoelectric.com/Motor_protection_relays/POL/11RFN91.pdf | Motor protection relay, non phase failure/non single-phase sensitive. Three-pole (three-phase), manual resetting. Direct mounting on BG06, BG09, BG12 mini-contactors, 0.6...1A | http://datasheet.lovatoelectric.com/Motor_protection_relays/RON/11RFN91.pdf
11RFN910 | 11RFN905.jpg | http://datasheet.lovatoelectric.com/Motor_protection_relays/products_images/11RFN905.jpg | Motor protection relay, non phase failure/non single-phase sensitive. Three-pole (three-phase), manual resetting. Direct mounting on BG06, BG09, BG12 mini-contactors, 6...10A | http://datasheet.lovatoelectric.com/Motor_protection_relays/ENG/11RFN910.pdf | Relè protezione motore, non sensibile alla mancanza fase, ripristino manuale. Montaggio diretto su minicontattori BG06, BG09, BG12, 6...10A | http://datasheet.lovatoelectric.com/Motor_protection_relays/ITA/11RFN910.pdf | Przekaźnik termiczny, bez wykrywania błędu fazy, trójfazowy, kasowanie ręczne, montaż bezpośredni pod stycznikami BG06, BG09 i BG12, 6...10A | http://datasheet.lovatoelectric.com/Motor_protection_relays/POL/11RFN910.pdf | Motor protection relay, non phase failure/non single-phase sensitive. Three-pole (three-phase), manual resetting. Direct mounting on BG06, BG09, BG12 mini-contactors, 6...10A | http://datasheet.lovatoelectric.com/Motor_protection_relays/RON/11RFN910.pdf
11RFN915 | 11RFN905.jpg | http://datasheet.lovatoelectric.com/Motor_protection_relays/products_images/11RFN905.jpg | Motor protection relay, non phase failure/non single-phase sensitive. Three-pole (three-phase), manual resetting. Direct mounting on BG06, BG09, BG12 mini-contactors, 9...15A | http://datasheet.lovatoelectric.com/Motor_protection_relays/ENG/11RFN915.pdf | Relè protezione motore, non sensibile alla mancanza fase, ripristino manuale. Montaggio diretto su minicontattori BG06, BG09, BG12, 9...15A | http://datasheet.lovatoelectric.com/Motor_protection_relays/ITA/11RFN915.pdf | Przekaźnik termiczny, bez wykrywania błędu fazy, trójfazowy, kasowanie ręczne, montaż bezpośredni pod stycznikami BG06, BG09 i BG12, 9...15A | http://datasheet.lovatoelectric.com/Motor_protection_relays/POL/11RFN915.pdf | Motor protection relay, non phase failure/non single-phase sensitive. Three-pole (three-phase), manual resetting. Direct mounting on BG06, BG09, BG12 mini-contactors, 9...15A | http://datasheet.lovatoelectric.com/Motor_protection_relays/RON/11RFN915.pdf
11RFN91V5 | 11RFN905.jpg | http://datasheet.lovatoelectric.com/Motor_protection_relays/products_images/11RFN905.jpg | Motor protection relay, non phase failure/non single-phase sensitive. Three-pole (three-phase), manual resetting. Direct mounting on BG06, BG09, BG12 mini-contactors, 0.9...1.5A | http://datasheet.lovatoelectric.com/Motor_protection_relays/ENG/11RFN91V5.pdf | Relè protezione motore, non sensibile alla mancanza fase, ripristino manuale. Montaggio diretto su minicontattori BG06, BG09, BG12, 0,9...1,5A | http://datasheet.lovatoelectric.com/Motor_protection_relays/ITA/11RFN91V5.pdf | Przekaźnik termiczny, bez wykrywania błędu fazy, trójfazowy, kasowanie ręczne, montaż bezpośredni pod stycznikami BG06, BG09 i BG12, 0.9...1.5A | http://datasheet.lovatoelectric.com/Motor_protection_relays/POL/11RFN91V5.pdf | Motor protection relay, non phase failure/non single-phase sensitive. Three-pole (three-phase), manual resetting. Direct mounting on BG06, BG09, BG12 mini-contactors, 0.9...1.5A | http://datasheet.lovatoelectric.com/Motor_protection_relays/RON/11RFN91V5.pdf
11RFN92V3 | 11RFN905.jpg | http://datasheet.lovatoelectric.com/Motor_protection_relays/products_images/11RFN905.jpg | Motor protection relay, non phase failure/non single-phase sensitive. Three-pole (three-phase), manual resetting. Direct mounting on BG06, BG09, BG12 mini-contactors, 1.4...2.3A | http://datasheet.lovatoelectric.com/Motor_protection_relays/ENG/11RFN92V3.pdf | Relè protezione motore, non sensibile alla mancanza fase, ripristino manuale. Montaggio diretto su minicontattori BG06, BG09, BG12, 1,4...2,3A | http://datasheet.lovatoelectric.com/Motor_protection_relays/ITA/11RFN92V3.pdf | Przekaźnik termiczny, bez wykrywania błędu fazy, trójfazowy, kasowanie ręczne, montaż bezpośredni pod stycznikami BG06, BG09 i BG12, 1.4...2.3A | http://datasheet.lovatoelectric.com/Motor_protection_relays/POL/11RFN92V3.pdf | Motor protection relay, non phase failure/non single-phase sensitive. Three-pole (three-phase), manual resetting. Direct mounting on BG06, BG09, BG12 mini-contactors, 1.4...2.3A | http://datasheet.lovatoelectric.com/Motor_protection_relays/RON/11RFN92V3.pdf
11RFN933 | 11RFN905.jpg | http://datasheet.lovatoelectric.com/Motor_protection_relays/products_images/11RFN905.jpg | Motor protection relay, non phase failure/non single-phase sensitive. Three-pole (three-phase), manual resetting. Direct mounting on BG06, BG09, BG12 mini-contactors, 2...3.3A | http://datasheet.lovatoelectric.com/Motor_protection_relays/ENG/11RFN933.pdf | Relè protezione motore, non sensibile alla mancanza fase, ripristino manuale. Montaggio diretto su minicontattori BG06, BG09, BG12, 2...3,3A | http://datasheet.lovatoelectric.com/Motor_protection_relays/ITA/11RFN933.pdf | Przekaźnik termiczny, bez wykrywania błędu fazy, trójfazowy, kasowanie ręczne, montaż bezpośredni pod stycznikami BG06, BG09 i BG12, 2...3.3A | http://datasheet.lovatoelectric.com/Motor_protection_relays/POL/11RFN933.pdf | Motor protection relay, non phase failure/non single-phase sensitive. Three-pole (three-phase), manual resetting. Direct mounting on BG06, BG09, BG12 mini-contactors, 2...3.3A | http://datasheet.lovatoelectric.com/Motor_protection_relays/RON/11RFN933.pdf
11RFN95 | 11RFN905.jpg | http://datasheet.lovatoelectric.com/Motor_protection_relays/products_images/11RFN905.jpg | Motor protection relay, non phase failure/non single-phase sensitive. Three-pole (three-phase), manual resetting. Direct mounting on BG06, BG09, BG12 mini-contactors, 3...5A | http://datasheet.lovatoelectric.com/Motor_protection_relays/ENG/11RFN95.pdf | Relè protezione motore, non sensibile alla mancanza fase, ripristino manuale. Montaggio diretto su minicontattori BG06, BG09, BG12, 3...5A | http://datasheet.lovatoelectric.com/Motor_protection_relays/ITA/11RFN95.pdf | Przekaźnik termiczny, bez wykrywania błędu fazy, trójfazowy, kasowanie ręczne, montaż bezpośredni pod stycznikami BG06, BG09 i BG12, 3...5A | http://datasheet.lovatoelectric.com/Motor_protection_relays/POL/11RFN95.pdf | Motor protection relay, non phase failure/non single-phase sensitive. Three-pole (three-phase), manual resetting. Direct mounting on BG06, BG09, BG12 mini-contactors, 3...5A | http://datasheet.lovatoelectric.com/Motor_protection_relays/RON/11RFN95.pdf
11RFN975 | 11RFN905.jpg | http://datasheet.lovatoelectric.com/Motor_protection_relays/products_images/11RFN905.jpg | Motor protection relay, non phase failure/non single-phase sensitive. Three-pole (three-phase), manual resetting. Direct mounting on BG06, BG09, BG12 mini-contactors, 4.5...7.5A | http://datasheet.lovatoelectric.com/Motor_protection_relays/ENG/11RFN975.pdf | Relè protezione motore, non sensibile alla mancanza fase, ripristino manuale. Montaggio diretto su minicontattori BG06, BG09, BG12, 4,5...7,5A | http://datasheet.lovatoelectric.com/Motor_protection_relays/ITA/11RFN975.pdf | Przekaźnik termiczny, bez wykrywania błędu fazy, trójfazowy, kasowanie ręczne, montaż bezpośredni pod stycznikami BG06, BG09 i BG12, 4.5...7.5A | http://datasheet.lovatoelectric.com/Motor_protection_relays/POL/11RFN975.pdf | Motor protection relay, non phase failure/non single-phase sensitive. Three-pole (three-phase), manual resetting. Direct mounting on BG06, BG09, BG12 mini-contactors, 4.5...7.5A | http://datasheet.lovatoelectric.com/Motor_protection_relays/RON/11RFN975.pdf
11RFNA9015 | 11RFNA9075.jpg | http://datasheet.lovatoelectric.com/Motor_protection_relays/products_images/11RFNA9075.jpg | Motor protection relay, non phase failure/non single-phase sensitive. Three-pole (three-phase), automatic resetting. Direct mounting on BG06, BG09, BG12 mini-contactors, 0.09...0.15A | http://datasheet.lovatoelectric.com/Motor_protection_relays/ENG/11RFNA9015.pdf | Relè protezione motore, non sensibile alla mancanza fase, ripristino automatico montaggio diretto su minicontattori BG06, BG09, BG12, 0,09...0,15A | http://datasheet.lovatoelectric.com/Motor_protection_relays/ITA/11RFNA9015.pdf | Przekaźnik termiczny, bez wykrywania błędu fazy, trójfazowy, kasowanie automatyczne, montaż bezpośredni pod stycznikami BG06, BG09 i BG12, 0.09...0.15A | http://datasheet.lovatoelectric.com/Motor_protection_relays/POL/11RFNA9015.pdf | Motor protection relay, non phase failure/non single-phase sensitive. Three-pole (three-phase), automatic resetting. Direct mounting on BG06, BG09, BG12 mini-contactors, 0.09...0.15A | http://datasheet.lovatoelectric.com/Motor_protection_relays/RON/11RFNA9015.pdf
11RFNA9023 | 11RFNA9075.jpg | http://datasheet.lovatoelectric.com/Motor_protection_relays/products_images/11RFNA9075.jpg | Motor protection relay, non phase failure/non single-phase sensitive. Three-pole (three-phase), automatic resetting. Direct mounting on BG06, BG09, BG12 mini-contactors, 0.14...0.23A | http://datasheet.lovatoelectric.com/Motor_protection_relays/ENG/11RFNA9023.pdf | Relè protezione motore, non sensibile alla mancanza fase, ripristino automatico montaggio diretto su minicontattori BG06, BG09, BG12, 0,14...0,23A | http://datasheet.lovatoelectric.com/Motor_protection_relays/ITA/11RFNA9023.pdf | Przekaźnik termiczny, bez wykrywania błędu fazy, trójfazowy, kasowanie automatyczne, montaż bezpośredni pod stycznikami BG06, BG09 i BG12, 0.14...0.23A | http://datasheet.lovatoelectric.com/Motor_protection_relays/POL/11RFNA9023.pdf | Motor protection relay, non phase failure/non single-phase sensitive. Three-pole (three-phase), automatic resetting. Direct mounting on BG06, BG09, BG12 mini-contactors, 0.14...0.23A | http://datasheet.lovatoelectric.com/Motor_protection_relays/RON/11RFNA9023.pdf
11RFNA9033 | 11RFNA9075.jpg | http://datasheet.lovatoelectric.com/Motor_protection_relays/products_images/11RFNA9075.jpg | Motor protection relay, non phase failure/non single-phase sensitive. Three-pole (three-phase), automatic resetting. Direct mounting on BG06, BG09, BG12 mini-contactors, 0.2...0.33A | http://datasheet.lovatoelectric.com/Motor_protection_relays/ENG/11RFNA9033.pdf | Relè protezione motore, non sensibile alla mancanza fase, ripristino automatico montaggio diretto su minicontattori BG06, BG09, BG12, 0,2...0,33A | http://datasheet.lovatoelectric.com/Motor_protection_relays/ITA/11RFNA9033.pdf | Przekaźnik termiczny, bez wykrywania błędu fazy, trójfazowy, kasowanie automatyczne, montaż bezpośredni pod stycznikami BG06, BG09 i BG12, 0.2...0.33A | http://datasheet.lovatoelectric.com/Motor_protection_relays/POL/11RFNA9033.pdf | Motor protection relay, non phase failure/non single-phase sensitive. Three-pole (three-phase), automatic resetting. Direct mounting on BG06, BG09, BG12 mini-contactors, 0.2...0.33A | http://datasheet.lovatoelectric.com/Motor_protection_relays/RON/11RFNA9033.pdf
11RFNA905 | 11RFNA9075.jpg | http://datasheet.lovatoelectric.com/Motor_protection_relays/products_images/11RFNA9075.jpg | Motor protection relay, non phase failure/non single-phase sensitive. Three-pole (three-phase), automatic resetting. Direct mounting on BG06, BG09, BG12 mini-contactors, 0.3...0.5A | http://datasheet.lovatoelectric.com/Motor_protection_relays/ENG/11RFNA905.pdf | Relè protezione motore, non sensibile alla mancanza fase, ripristino automatico montaggio diretto su minicontattori BG06, BG09, BG12, 0,3...0,5A | http://datasheet.lovatoelectric.com/Motor_protection_relays/ITA/11RFNA905.pdf | Przekaźnik termiczny, bez wykrywania błędu fazy, trójfazowy, kasowanie automatyczne, montaż bezpośredni pod stycznikami BG06, BG09 i BG12, 0.3...0.5A | http://datasheet.lovatoelectric.com/Motor_protection_relays/POL/11RFNA905.pdf | Motor protection relay, non phase failure/non single-phase sensitive. Three-pole (three-phase), automatic resetting. Direct mounting on BG06, BG09, BG12 mini-contactors, 0.3...0.5A | http://datasheet.lovatoelectric.com/Motor_protection_relays/RON/11RFNA905.pdf
11RFNA9075 | 11RFNA9075.jpg | http://datasheet.lovatoelectric.com/Motor_protection_relays/products_images/11RFNA9075.jpg | Motor protection relay, non phase failure/non single-phase sensitive. Three-pole (three-phase), automatic resetting. Direct mounting on BG06, BG09, BG12 mini-contactors, 0.45...0.75A | http://datasheet.lovatoelectric.com/Motor_protection_relays/ENG/11RFNA9075.pdf | Relè protezione motore, non sensibile alla mancanza fase, ripristino automatico montaggio diretto su minicontattori BG06, BG09, BG12, 0,45...0,75A | http://datasheet.lovatoelectric.com/Motor_protection_relays/ITA/11RFNA9075.pdf | Przekaźnik termiczny, bez wykrywania błędu fazy, trójfazowy, kasowanie automatyczne, montaż bezpośredni pod stycznikami BG06, BG09 i BG12, 0.45...0.75A | http://datasheet.lovatoelectric.com/Motor_protection_relays/POL/11RFNA9075.pdf | Motor protection relay, non phase failure/non single-phase sensitive. Three-pole (three-phase), automatic resetting. Direct mounting on BG06, BG09, BG12 mini-contactors, 0.45...0.75A | http://datasheet.lovatoelectric.com/Motor_protection_relays/RON/11RFNA9075.pdf
11RFNA91 | 11RFNA9075.jpg | http://datasheet.lovatoelectric.com/Motor_protection_relays/products_images/11RFNA9075.jpg | Motor protection relay, non phase failure/non single-phase sensitive. Three-pole (three-phase), automatic resetting. Direct mounting on BG06, BG09, BG12 mini-contactors, 0.6...1A | http://datasheet.lovatoelectric.com/Motor_protection_relays/ENG/11RFNA91.pdf | Relè protezione motore, non sensibile alla mancanza fase, ripristino automatico montaggio diretto su minicontattori BG06, BG09, BG12, 0,6...1A | http://datasheet.lovatoelectric.com/Motor_protection_relays/ITA/11RFNA91.pdf | Przekaźnik termiczny, bez wykrywania błędu fazy, trójfazowy, kasowanie automatyczne, montaż bezpośredni pod stycznikami BG06, BG09 i BG12, 0.6...1A | http://datasheet.lovatoelectric.com/Motor_protection_relays/POL/11RFNA91.pdf | Motor protection relay, non phase failure/non single-phase sensitive. Three-pole (three-phase), automatic resetting. Direct mounting on BG06, BG09, BG12 mini-contactors, 0.6...1A | http://datasheet.lovatoelectric.com/Motor_protection_relays/RON/11RFNA91.pdf
11RFNA910 | 11RFNA9075.jpg | http://datasheet.lovatoelectric.com/Motor_protection_relays/products_images/11RFNA9075.jpg | Motor protection relay, non phase failure/non single-phase sensitive. Three-pole (three-phase), automatic resetting. Direct mounting on BG06, BG09, BG12 mini-contactors, 6...10A | http://datasheet.lovatoelectric.com/Motor_protection_relays/ENG/11RFNA910.pdf | Relè protezione motore, non sensibile alla mancanza fase, ripristino automatico montaggio diretto su minicontattori BG06, BG09, BG12, 6...10A | http://datasheet.lovatoelectric.com/Motor_protection_relays/ITA/11RFNA910.pdf | Przekaźnik termiczny, bez wykrywania błędu fazy, trójfazowy, kasowanie automatyczne, montaż bezpośredni pod stycznikami BG06, BG09 i BG12, 6...10A | http://datasheet.lovatoelectric.com/Motor_protection_relays/POL/11RFNA910.pdf | Motor protection relay, non phase failure/non single-phase sensitive. Three-pole (three-phase), automatic resetting. Direct mounting on BG06, BG09, BG12 mini-contactors, 6...10A | http://datasheet.lovatoelectric.com/Motor_protection_relays/RON/11RFNA910.pdf
11RFNA915 | 11RFNA9075.jpg | http://datasheet.lovatoelectric.com/Motor_protection_relays/products_images/11RFNA9075.jpg | Motor protection relay, non phase failure/non single-phase sensitive. Three-pole (three-phase), automatic resetting. Direct mounting on BG06, BG09, BG12 mini-contactors, 9...15A | http://datasheet.lovatoelectric.com/Motor_protection_relays/ENG/11RFNA915.pdf | Relè protezione motore, non sensibile alla mancanza fase, ripristino automatico montaggio diretto su minicontattori BG06, BG09, BG12, 9...15A | http://datasheet.lovatoelectric.com/Motor_protection_relays/ITA/11RFNA915.pdf | Przekaźnik termiczny, bez wykrywania błędu fazy, trójfazowy, kasowanie automatyczne, montaż bezpośredni pod stycznikami BG06, BG09 i BG12, 9...15A | http://datasheet.lovatoelectric.com/Motor_protection_relays/POL/11RFNA915.pdf | Motor protection relay, non phase failure/non single-phase sensitive. Three-pole (three-phase), automatic resetting. Direct mounting on BG06, BG09, BG12 mini-contactors, 9...15A | http://datasheet.lovatoelectric.com/Motor_protection_relays/RON/11RFNA915.pdf
11RFNA91V5 | 11RFNA9075.jpg | http://datasheet.lovatoelectric.com/Motor_protection_relays/products_images/11RFNA9075.jpg | Motor protection relay, non phase failure/non single-phase sensitive. Three-pole (three-phase), automatic resetting. Direct mounting on BG06, BG09, BG12 mini-contactors, 0.9...1.5A | http://datasheet.lovatoelectric.com/Motor_protection_relays/ENG/11RFNA91V5.pdf | Relè protezione motore, non sensibile alla mancanza fase, ripristino automatico montaggio diretto su minicontattori BG06, BG09, BG12, 0,9...1,5A | http://datasheet.lovatoelectric.com/Motor_protection_relays/ITA/11RFNA91V5.pdf | Przekaźnik termiczny, bez wykrywania błędu fazy, trójfazowy, kasowanie automatyczne, montaż bezpośredni pod stycznikami BG06, BG09 i BG12, 0.9...1.5A | http://datasheet.lovatoelectric.com/Motor_protection_relays/POL/11RFNA91V5.pdf | Motor protection relay, non phase failure/non single-phase sensitive. Three-pole (three-phase), automatic resetting. Direct mounting on BG06, BG09, BG12 mini-contactors, 0.9...1.5A | http://datasheet.lovatoelectric.com/Motor_protection_relays/RON/11RFNA91V5.pdf
11RFNA92V3 | 11RFNA9075.jpg | http://datasheet.lovatoelectric.com/Motor_protection_relays/products_images/11RFNA9075.jpg | Motor protection relay, non phase failure/non single-phase sensitive. Three-pole (three-phase), automatic resetting. Direct mounting on BG06, BG09, BG12 mini-contactors, 1.4...2.3A | http://datasheet.lovatoelectric.com/Motor_protection_relays/ENG/11RFNA92V3.pdf | Relè protezione motore, non sensibile alla mancanza fase, ripristino automatico montaggio diretto su minicontattori BG06, BG09, BG12, 1,4...2,3A | http://datasheet.lovatoelectric.com/Motor_protection_relays/ITA/11RFNA92V3.pdf | Przekaźnik termiczny, bez wykrywania błędu fazy, trójfazowy, kasowanie automatyczne, montaż bezpośredni pod stycznikami BG06, BG09 i BG12, 1.4...2.3A | http://datasheet.lovatoelectric.com/Motor_protection_relays/POL/11RFNA92V3.pdf | Motor protection relay, non phase failure/non single-phase sensitive. Three-pole (three-phase), automatic resetting. Direct mounting on BG06, BG09, BG12 mini-contactors, 1.4...2.3A | http://datasheet.lovatoelectric.com/Motor_protection_relays/RON/11RFNA92V3.pdf
11RFNA933 | 11RFNA9075.jpg | http://datasheet.lovatoelectric.com/Motor_protection_relays/products_images/11RFNA9075.jpg | Motor protection relay, non phase failure/non single-phase sensitive. Three-pole (three-phase), automatic resetting. Direct mounting on BG06, BG09, BG12 mini-contactors, 2...3.3A | http://datasheet.lovatoelectric.com/Motor_protection_relays/ENG/11RFNA933.pdf | Relè protezione motore, non sensibile alla mancanza fase, ripristino automatico montaggio diretto su minicontattori BG06, BG09, BG12, 2...3,3A | http://datasheet.lovatoelectric.com/Motor_protection_relays/ITA/11RFNA933.pdf | Przekaźnik termiczny, bez wykrywania błędu fazy, trójfazowy, kasowanie automatyczne, montaż bezpośredni pod stycznikami BG06, BG09 i BG12, 2...3.3A | http://datasheet.lovatoelectric.com/Motor_protection_relays/POL/11RFNA933.pdf | Motor protection relay, non phase failure/non single-phase sensitive. Three-pole (three-phase), automatic resetting. Direct mounting on BG06, BG09, BG12 mini-contactors, 2...3.3A | http://datasheet.lovatoelectric.com/Motor_protection_relays/RON/11RFNA933.pdf
11RFNA95 | 11RFNA9075.jpg | http://datasheet.lovatoelectric.com/Motor_protection_relays/products_images/11RFNA9075.jpg | Motor protection relay, non phase failure/non single-phase sensitive. Three-pole (three-phase), automatic resetting. Direct mounting on BG06, BG09, BG12 mini-contactors, 3...5A | http://datasheet.lovatoelectric.com/Motor_protection_relays/ENG/11RFNA95.pdf | Relè protezione motore, non sensibile alla mancanza fase, ripristino automatico montaggio diretto su minicontattori BG06, BG09, BG12, 3...5A | http://datasheet.lovatoelectric.com/Motor_protection_relays/ITA/11RFNA95.pdf | Przekaźnik termiczny, bez wykrywania błędu fazy, trójfazowy, kasowanie automatyczne, montaż bezpośredni pod stycznikami BG06, BG09 i BG12, 3...5A | http://datasheet.lovatoelectric.com/Motor_protection_relays/POL/11RFNA95.pdf | Motor protection relay, non phase failure/non single-phase sensitive. Three-pole (three-phase), automatic resetting. Direct mounting on BG06, BG09, BG12 mini-contactors, 3...5A | http://datasheet.lovatoelectric.com/Motor_protection_relays/RON/11RFNA95.pdf
11RFNA975 | 11RFNA9075.jpg | http://datasheet.lovatoelectric.com/Motor_protection_relays/products_images/11RFNA9075.jpg | Motor protection relay, non phase failure/non single-phase sensitive. Three-pole (three-phase), automatic resetting. Direct mounting on BG06, BG09, BG12 mini-contactors, 4.5...7.5A | http://datasheet.lovatoelectric.com/Motor_protection_relays/ENG/11RFNA975.pdf | Relè protezione motore, non sensibile alla mancanza fase, ripristino automatico montaggio diretto su minicontattori BG06, BG09, BG12, 4,5...7,5A | http://datasheet.lovatoelectric.com/Motor_protection_relays/ITA/11RFNA975.pdf | Przekaźnik termiczny, bez wykrywania błędu fazy, trójfazowy, kasowanie automatyczne, montaż bezpośredni pod stycznikami BG06, BG09 i BG12, 4.5...7.5A | http://datasheet.lovatoelectric.com/Motor_protection_relays/POL/11RFNA975.pdf | Motor protection relay, non phase failure/non single-phase sensitive. Three-pole (three-phase), automatic resetting. Direct mounting on BG06, BG09, BG12 mini-contactors, 4.5...7.5A | http://datasheet.lovatoelectric.com/Motor_protection_relays/RON/11RFNA975.pdf
31DRPT110 | 31DRPT24.jpg | http://datasheet.lovatoelectric.com/Motor_protection_relays/products_images/31DRPT24.jpg | Thermistor protection relays, 110VAC | http://datasheet.lovatoelectric.com/Motor_protection_relays/ENG/31DRPT110.pdf | Relè di protezione a termistori PTC, 110VAC | http://datasheet.lovatoelectric.com/Motor_protection_relays/ITA/31DRPT110.pdf | Przekaźnik termistorowy PTC DRPT 110VAC | http://datasheet.lovatoelectric.com/Motor_protection_relays/POL/31DRPT110.pdf | Thermistor protection relays, 110VAC | http://datasheet.lovatoelectric.com/Motor_protection_relays/RON/31DRPT110.pdf
31DRPT220 | 31DRPT24.jpg | http://datasheet.lovatoelectric.com/Motor_protection_relays/products_images/31DRPT24.jpg | Thermistor protection relays, 220...240VAC | http://datasheet.lovatoelectric.com/Motor_protection_relays/ENG/31DRPT220.pdf | Relè di protezione a termistori PTC, 220...240VAC | http://datasheet.lovatoelectric.com/Motor_protection_relays/ITA/31DRPT220.pdf | Przekaźnik termistorowy DRPT 220/230/ 240VAC | http://datasheet.lovatoelectric.com/Motor_protection_relays/POL/31DRPT220.pdf | Thermistor protection relays, 220...240VAC | http://datasheet.lovatoelectric.com/Motor_protection_relays/RON/31DRPT220.pdf
31DRPT24 | 31DRPT24.jpg | http://datasheet.lovatoelectric.com/Motor_protection_relays/products_images/31DRPT24.jpg | Thermistor protection relays, 24VAC | http://datasheet.lovatoelectric.com/Motor_protection_relays/ENG/31DRPT24.pdf | Relè di protezione a termistori PTC, 24VAC | http://datasheet.lovatoelectric.com/Motor_protection_relays/ITA/31DRPT24.pdf | Przekaźnik termistorowy DRPT 24VCA | http://datasheet.lovatoelectric.com/Motor_protection_relays/POL/31DRPT24.pdf | Thermistor protection relays, 24VAC | http://datasheet.lovatoelectric.com/Motor_protection_relays/RON/31DRPT24.pdf
31DRPTC24 | 31DRPT24.jpg | http://datasheet.lovatoelectric.com/Motor_protection_relays/products_images/31DRPT24.jpg | Thermistor protection relays, 24VDC | http://datasheet.lovatoelectric.com/Motor_protection_relays/ENG/31DRPTC24.pdf | Relè di protezione a termistori PTC, 24VDC | http://datasheet.lovatoelectric.com/Motor_protection_relays/ITA/31DRPTC24.pdf | Przekaźnik termistorowy DRPT 24VDC | http://datasheet.lovatoelectric.com/Motor_protection_relays/POL/31DRPTC24.pdf | Thermistor protection relays, 24VDC | http://datasheet.lovatoelectric.com/Motor_protection_relays/RON/31DRPTC24.pdf
RF110082 | RF110082.jpg | http://datasheet.lovatoelectric.com/Motor_protection_relays/products_images/RF110082.jpg | Motor protection relay, phase failure/single-phase sensitive. Three-pole (three-phase), manual resetting. Direct mounting on BF95 - BF150 contactors, 60...82A | http://datasheet.lovatoelectric.com/Motor_protection_relays/ENG/RF110082.pdf | Relè protezione motore, sensibile alla mancanza fase, ripristino manuale. Montaggio diretto su contattori BF95...BF150, 60...82A | http://datasheet.lovatoelectric.com/Motor_protection_relays/ITA/RF110082.pdf | Przekaźnik termiczny, z wykrywaniem błędu fazy, trójfazowy, kasowanie ręczne, montaż bezpośredni pod stycznikami BF95 - BF150, 60...82A | http://datasheet.lovatoelectric.com/Motor_protection_relays/POL/RF110082.pdf | Motor protection relay, phase failure/single-phase sensitive. Three-pole (three-phase), manual resetting. Direct mounting on BF95 - BF150 contactors, 60...82A | http://datasheet.lovatoelectric.com/Motor_protection_relays/RON/RF110082.pdf
RF110095 | RF110082.jpg | http://datasheet.lovatoelectric.com/Motor_protection_relays/products_images/RF110082.jpg | Motor protection relay, phase failure/single-phase sensitive. Three-pole (three-phase), manual resetting. Direct mounting on BF95 - BF150 contactors, 70...95A | http://datasheet.lovatoelectric.com/Motor_protection_relays/ENG/RF110095.pdf | Relè protezione motore, sensibile alla mancanza fase, ripristino manuale. Montaggio diretto su contattori BF95...BF150, 70...95A | http://datasheet.lovatoelectric.com/Motor_protection_relays/ITA/RF110095.pdf | Przekaźnik termiczny, z wykrywaniem błędu fazy, trójfazowy, kasowanie ręczne, montaż bezpośredni pod stycznikami BF95 - BF150, 70...95A | http://datasheet.lovatoelectric.com/Motor_protection_relays/POL/RF110095.pdf | Motor protection relay, phase failure/single-phase sensitive. Three-pole (three-phase), manual resetting. Direct mounting on BF95 - BF150 contactors, 70...95A | http://datasheet.lovatoelectric.com/Motor_protection_relays/RON/RF110095.pdf
RF110110 | RF110082.jpg | http://datasheet.lovatoelectric.com/Motor_protection_relays/products_images/RF110082.jpg | Motor protection relay, phase failure/single-phase sensitive. Three-pole (three-phase), manual resetting. Direct mounting on BF95 - BF150 contactors, 90...110A | http://datasheet.lovatoelectric.com/Motor_protection_relays/ENG/RF110110.pdf | Relè protezione motore, sensibile alla mancanza fase, ripristino manuale. Montaggio diretto su contattori BF95...BF150, 90...110A | http://datasheet.lovatoelectric.com/Motor_protection_relays/ITA/RF110110.pdf | Przekaźnik termiczny, z wykrywaniem błędu fazy, trójfazowy, kasowanie ręczne, montaż bezpośredni pod stycznikami BF95 - BF150, 90...110A | http://datasheet.lovatoelectric.com/Motor_protection_relays/POL/RF110110.pdf | Motor protection relay, phase failure/single-phase sensitive. Three-pole (three-phase), manual resetting. Direct mounting on BF95 - BF150 contactors, 90...110A | http://datasheet.lovatoelectric.com/Motor_protection_relays/RON/RF110110.pdf
RF120016 | RF12.jpg | http://datasheet.lovatoelectric.com/Motor_protection_relays/products_images/RF12.jpg | Motor protection relay, phase failure sensitive. Three-pole (three-phase), manual or automatic resetting. Direct mounting on BG06, BG09, BG12 mini-contactors, 0.1...0.16A | http://datasheet.lovatoelectric.com/Motor_protection_relays/ENG/RF120016.pdf | Relè protezione motore, sensibile alla mancanza fase, ripristino manuale o automatico. Montaggio diretto su minicontattori BG06, BG09, BG12, 0,1,..0,16A | http://datasheet.lovatoelectric.com/Motor_protection_relays/ITA/RF120016.pdf | Przekaźnik termiczny, z wykrywaniem błędu fazy. 3 polowy (trójfazowy), ręczne lub automatyczne kasowanie. Bezpośredni montaż pod stycznikami BG06, BG09, BG12, 0.1...0.16A | http://datasheet.lovatoelectric.com/Motor_protection_relays/POL/RF120016.pdf | Motor protection relay, phase failure sensitive. Three-pole (three-phase), manual or automatic resetting. Direct mounting on BG06, BG09, BG12 mini-contactors, 0.1...0.16A | http://datasheet.lovatoelectric.com/Motor_protection_relays/RON/RF120016.pdf
RF120025 | RF12.jpg | http://datasheet.lovatoelectric.com/Motor_protection_relays/products_images/RF12.jpg | Motor protection relay, phase failure sensitive. Three-pole (three-phase), manual or automatic resetting. Direct mounting on BG06, BG09, BG12 mini-contactors, 0.16...0.25A | http://datasheet.lovatoelectric.com/Motor_protection_relays/ENG/RF120025.pdf | Relè protezione motore, sensibile alla mancanza fase, ripristino manuale o automatico. Montaggio diretto su minicontattori BG06, BG09, BG12, 0,16,..0,25A | http://datasheet.lovatoelectric.com/Motor_protection_relays/ITA/RF120025.pdf | Przekaźnik termiczny, z wykrywaniem błędu fazy. 3 polowy (trójfazowy), ręczne lub automatyczne kasowanie. Bezpośredni montaż pod stycznikami BG06, BG09, BG12, 0.16...0.25A | http://datasheet.lovatoelectric.com/Motor_protection_relays/POL/RF120025.pdf | Motor protection relay, phase failure sensitive. Three-pole (three-phase), manual or automatic resetting. Direct mounting on BG06, BG09, BG12 mini-contactors, 0.16...0.25A | http://datasheet.lovatoelectric.com/Motor_protection_relays/RON/RF120025.pdf
RF120040 | RF12.jpg | http://datasheet.lovatoelectric.com/Motor_protection_relays/products_images/RF12.jpg | Motor protection relay, phase failure sensitive. Three-pole (three-phase), manual or automatic resetting. Direct mounting on BG06, BG09, BG12 mini-contactors, 0.25...0.4A | http://datasheet.lovatoelectric.com/Motor_protection_relays/ENG/RF120040.pdf | Relè protezione motore, sensibile alla mancanza fase, ripristino manuale o automatico. Montaggio diretto su minicontattori BG06, BG09, BG12, 0,25,..0,4A | http://datasheet.lovatoelectric.com/Motor_protection_relays/ITA/RF120040.pdf | Przekaźnik termiczny, z wykrywaniem błędu fazy. 3 polowy (trójfazowy), ręczne lub automatyczne kasowanie. Bezpośredni montaż pod stycznikami BG06, BG09, BG12, 0.25...0.4A | http://datasheet.lovatoelectric.com/Motor_protection_relays/POL/RF120040.pdf | Motor protection relay, phase failure sensitive. Three-pole (three-phase), manual or automatic resetting. Direct mounting on BG06, BG09, BG12 mini-contactors, 0.25...0.4A | http://datasheet.lovatoelectric.com/Motor_protection_relays/RON/RF120040.pdf
RF120050 | RF12.jpg | http://datasheet.lovatoelectric.com/Motor_protection_relays/products_images/RF12.jpg | Motor protection relay, phase failure sensitive. Three-pole (three-phase), manual or automatic resetting. Direct mounting on BG06, BG09, BG12 mini-contactors, 0.35...0.4A | http://datasheet.lovatoelectric.com/Motor_protection_relays/ENG/RF120050.pdf | Relè protezione motore, sensibile alla mancanza fase, ripristino manuale o automatico. Montaggio diretto su minicontattori BG06, BG09, BG12, 0,35,..0,4A | http://datasheet.lovatoelectric.com/Motor_protection_relays/ITA/RF120050.pdf | Przekaźnik termiczny, z wykrywaniem błędu fazy. 3 polowy (trójfazowy), ręczne lub automatyczne kasowanie. Bezpośredni montaż pod stycznikami BG06, BG09, BG12, 0.35...0.4A | http://datasheet.lovatoelectric.com/Motor_protection_relays/POL/RF120050.pdf | Motor protection relay, phase failure sensitive. Three-pole (three-phase), manual or automatic resetting. Direct mounting on BG06, BG09, BG12 mini-contactors, 0.35...0.4A | http://datasheet.lovatoelectric.com/Motor_protection_relays/RON/RF120050.pdf
RF120063 | RF12.jpg | http://datasheet.lovatoelectric.com/Motor_protection_relays/products_images/RF12.jpg | Motor protection relay, phase failure sensitive. Three-pole (three-phase), manual or automatic resetting. Direct mounting on BG06, BG09, BG12 mini-contactors, 0.45...0.63A | http://datasheet.lovatoelectric.com/Motor_protection_relays/ENG/RF120063.pdf | Relè protezione motore, sensibile alla mancanza fase, ripristino manuale o automatico. Montaggio diretto su minicontattori BG06, BG09, BG12, 0,45,..0,63A | http://datasheet.lovatoelectric.com/Motor_protection_relays/ITA/RF120063.pdf | Przekaźnik termiczny, z wykrywaniem błędu fazy. 3 polowy (trójfazowy), ręczne lub automatyczne kasowanie. Bezpośredni montaż pod stycznikami BG06, BG09, BG12, 0.45...0.63A | http://datasheet.lovatoelectric.com/Motor_protection_relays/POL/RF120063.pdf | Motor protection relay, phase failure sensitive. Three-pole (three-phase), manual or automatic resetting. Direct mounting on BG06, BG09, BG12 mini-contactors, 0.45...0.63A | http://datasheet.lovatoelectric.com/Motor_protection_relays/RON/RF120063.pdf
RF120080 | RF12.jpg | http://datasheet.lovatoelectric.com/Motor_protection_relays/products_images/RF12.jpg | Motor protection relay, phase failure sensitive. Three-pole (three-phase), manual or automatic resetting. Direct mounting on BG06, BG09, BG12 mini-contactors, 0.55...0.8A | http://datasheet.lovatoelectric.com/Motor_protection_relays/ENG/RF120080.pdf | Relè protezione motore, sensibile alla mancanza fase, ripristino manuale o automatico. Montaggio diretto su minicontattori BG06, BG09, BG12, 0,55,..0,8A | http://datasheet.lovatoelectric.com/Motor_protection_relays/ITA/RF120080.pdf | Przekaźnik termiczny, z wykrywaniem błędu fazy. 3 polowy (trójfazowy), ręczne lub automatyczne kasowanie. Bezpośredni montaż pod stycznikami BG06, BG09, BG12, 0.55...0.8A | http://datasheet.lovatoelectric.com/Motor_protection_relays/POL/RF120080.pdf | Motor protection relay, phase failure sensitive. Three-pole (three-phase), manual or automatic resetting. Direct mounting on BG06, BG09, BG12 mini-contactors, 0.55...0.8A | http://datasheet.lovatoelectric.com/Motor_protection_relays/RON/RF120080.pdf
RF120100 | RF12.jpg | http://datasheet.lovatoelectric.com/Motor_protection_relays/products_images/RF12.jpg | Motor protection relay, phase failure sensitive. Three-pole (three-phase), manual or automatic resetting. Direct mounting on BG06, BG09, BG12 mini-contactors, 0.75...1A | http://datasheet.lovatoelectric.com/Motor_protection_relays/ENG/RF120100.pdf | Relè protezione motore, sensibile alla mancanza fase, ripristino manuale o automatico. Montaggio diretto su minicontattori BG06, BG09, BG12, 0,75,..1A | http://datasheet.lovatoelectric.com/Motor_protection_relays/ITA/RF120100.pdf | Przekaźnik termiczny, z wykrywaniem błędu fazy. 3 polowy (trójfazowy), ręczne lub automatyczne kasowanie. Bezpośredni montaż pod stycznikami BG06, BG09, BG12, 0.75...1A | http://datasheet.lovatoelectric.com/Motor_protection_relays/POL/RF120100.pdf | Motor protection relay, phase failure sensitive. Three-pole (three-phase), manual or automatic resetting. Direct mounting on BG06, BG09, BG12 mini-contactors, 0.75...1A | http://datasheet.lovatoelectric.com/Motor_protection_relays/RON/RF120100.pdf
RF120130 | RF12.jpg | http://datasheet.lovatoelectric.com/Motor_protection_relays/products_images/RF12.jpg | Motor protection relay, phase failure sensitive. Three-pole (three-phase), manual or automatic resetting. Direct mounting on BG06, BG09, BG12 mini-contactors, 0.9...1.3A | http://datasheet.lovatoelectric.com/Motor_protection_relays/ENG/RF120130.pdf | Relè protezione motore, sensibile alla mancanza fase, ripristino manuale o automatico. Montaggio diretto su minicontattori BG06, BG09, BG12, 0,9...1,3A | http://datasheet.lovatoelectric.com/Motor_protection_relays/ITA/RF120130.pdf | Przekaźnik termiczny, z wykrywaniem błędu fazy. 3 polowy (trójfazowy), ręczne lub automatyczne kasowanie. Bezpośredni montaż pod stycznikami BG06, BG09, BG12, 0.9...1.3A | http://datasheet.lovatoelectric.com/Motor_protection_relays/POL/RF120130.pdf | Motor protection relay, phase failure sensitive. Three-pole (three-phase), manual or automatic resetting. Direct mounting on BG06, BG09, BG12 mini-contactors, 0.9...1.3A | http://datasheet.lovatoelectric.com/Motor_protection_relays/RON/RF120130.pdf
RF120160 | RF12.jpg | http://datasheet.lovatoelectric.com/Motor_protection_relays/products_images/RF12.jpg | Motor protection relay, phase failure sensitive. Three-pole (three-phase), manual or automatic resetting. Direct mounting on BG06, BG09, BG12 mini-contactors, 1.1...1.6A | http://datasheet.lovatoelectric.com/Motor_protection_relays/ENG/RF120160.pdf | Relè protezione motore, sensibile alla mancanza fase, ripristino manuale o automatico. Montaggio diretto su minicontattori BG06, BG09, BG12, 1,1,..1,6A | http://datasheet.lovatoelectric.com/Motor_protection_relays/ITA/RF120160.pdf | Przekaźnik termiczny, z wykrywaniem błędu fazy. 3 polowy (trójfazowy), ręczne lub automatyczne kasowanie. Bezpośredni montaż pod stycznikami BG06, BG09, BG12, 1.1...1.6A | http://datasheet.lovatoelectric.com/Motor_protection_relays/POL/RF120160.pdf | Motor protection relay, phase failure sensitive. Three-pole (three-phase), manual or automatic resetting. Direct mounting on BG06, BG09, BG12 mini-contactors, 1.1...1.6A | http://datasheet.lovatoelectric.com/Motor_protection_relays/RON/RF120160.pdf
RF120200 | RF12.jpg | http://datasheet.lovatoelectric.com/Motor_protection_relays/products_images/RF12.jpg | Motor protection relay, phase failure sensitive. Three-pole (three-phase), manual or automatic resetting. Direct mounting on BG06, BG09, BG12 mini-contactors, 1.4...2A | http://datasheet.lovatoelectric.com/Motor_protection_relays/ENG/RF120200.pdf | Relè protezione motore, sensibile alla mancanza fase, ripristino manuale o automatico. Montaggio diretto su minicontattori BG06, BG09, BG12, 1,4,..2A | http://datasheet.lovatoelectric.com/Motor_protection_relays/ITA/RF120200.pdf | Przekaźnik termiczny, z wykrywaniem błędu fazy. 3 polowy (trójfazowy), ręczne lub automatyczne kasowanie. Bezpośredni montaż pod stycznikami BG06, BG09, BG12, 1.4...2A | http://datasheet.lovatoelectric.com/Motor_protection_relays/POL/RF120200.pdf | Motor protection relay, phase failure sensitive. Three-pole (three-phase), manual or automatic resetting. Direct mounting on BG06, BG09, BG12 mini-contactors, 1.4...2A | http://datasheet.lovatoelectric.com/Motor_protection_relays/RON/RF120200.pdf
RF120250 | RF12.jpg | http://datasheet.lovatoelectric.com/Motor_protection_relays/products_images/RF12.jpg | Motor protection relay, phase failure sensitive. Three-pole (three-phase), manual or automatic resetting. Direct mounting on BG06, BG09, BG12 mini-contactors, 1.8...2.5A | http://datasheet.lovatoelectric.com/Motor_protection_relays/ENG/RF120250.pdf | Relè protezione motore, sensibile alla mancanza fase, ripristino manuale o automatico. Montaggio diretto su minicontattori BG06, BG09, BG12, 1,8...2,5A | http://datasheet.lovatoelectric.com/Motor_protection_relays/ITA/RF120250.pdf | Przekaźnik termiczny, z wykrywaniem błędu fazy. 3 polowy (trójfazowy), ręczne lub automatyczne kasowanie. Bezpośredni montaż pod stycznikami BG06, BG09, BG12, 1.8...2.5A | http://datasheet.lovatoelectric.com/Motor_protection_relays/POL/RF120250.pdf | Motor protection relay, phase failure sensitive. Three-pole (three-phase), manual or automatic resetting. Direct mounting on BG06, BG09, BG12 mini-contactors, 1.8...2.5A | http://datasheet.lovatoelectric.com/Motor_protection_relays/RON/RF120250.pdf
RF120320 | RF12.jpg | http://datasheet.lovatoelectric.com/Motor_protection_relays/products_images/RF12.jpg | Motor protection relay, phase failure sensitive. Three-pole (three-phase), manual or automatic resetting. Direct mounting on BG06, BG09, BG12 mini-contactors, 2.3...3.2A | http://datasheet.lovatoelectric.com/Motor_protection_relays/ENG/RF120320.pdf | Relè protezione motore, sensibile alla mancanza fase, ripristino manuale o automatico. Montaggio diretto su minicontattori BG06, BG09, BG12, 2,3,..3,2A | http://datasheet.lovatoelectric.com/Motor_protection_relays/ITA/RF120320.pdf | Przekaźnik termiczny, z wykrywaniem błędu fazy. 3 polowy (trójfazowy), ręczne lub automatyczne kasowanie. Bezpośredni montaż pod stycznikami BG06, BG09, BG12, 2.3...3.2A | http://datasheet.lovatoelectric.com/Motor_protection_relays/POL/RF120320.pdf | Motor protection relay, phase failure sensitive. Three-pole (three-phase), manual or automatic resetting. Direct mounting on BG06, BG09, BG12 mini-contactors, 2.3...3.2A | http://datasheet.lovatoelectric.com/Motor_protection_relays/RON/RF120320.pdf
RF120400 | RF12.jpg | http://datasheet.lovatoelectric.com/Motor_protection_relays/products_images/RF12.jpg | Motor protection relay, phase failure sensitive. Three-pole (three-phase), manual or automatic resetting. Direct mounting on BG06, BG09, BG12 mini-contactors, 2.9...4A | http://datasheet.lovatoelectric.com/Motor_protection_relays/ENG/RF120400.pdf | Relè protezione motore, sensibile alla mancanza fase, ripristino manuale o automatico. Montaggio diretto su minicontattori BG06, BG09, BG12, 2,9...4A | http://datasheet.lovatoelectric.com/Motor_protection_relays/ITA/RF120400.pdf | Przekaźnik termiczny, z wykrywaniem błędu fazy. 3 polowy (trójfazowy), ręczne lub automatyczne kasowanie. Bezpośredni montaż pod stycznikami BG06, BG09, BG12, 2.9...4A | http://datasheet.lovatoelectric.com/Motor_protection_relays/POL/RF120400.pdf | Motor protection relay, phase failure sensitive. Three-pole (three-phase), manual or automatic resetting. Direct mounting on BG06, BG09, BG12 mini-contactors, 2.9...4A | http://datasheet.lovatoelectric.com/Motor_protection_relays/RON/RF120400.pdf
RF120480 | RF12.jpg | http://datasheet.lovatoelectric.com/Motor_protection_relays/products_images/RF12.jpg | Motor protection relay, phase failure sensitive. Three-pole (three-phase), manual or automatic resetting. Direct mounting on BG06, BG09, BG12 mini-contactors, 3.5...4.8A | http://datasheet.lovatoelectric.com/Motor_protection_relays/ENG/RF120480.pdf | Relè protezione motore, sensibile alla mancanza fase, ripristino manuale o automatico. Montaggio diretto su minicontattori BG06, BG09, BG12, 3,5,..4,8A | http://datasheet.lovatoelectric.com/Motor_protection_relays/ITA/RF120480.pdf | Przekaźnik termiczny, z wykrywaniem błędu fazy. 3 polowy (trójfazowy), ręczne lub automatyczne kasowanie. Bezpośredni montaż pod stycznikami BG06, BG09, BG12, 3.5...4.8A | http://datasheet.lovatoelectric.com/Motor_protection_relays/POL/RF120480.pdf | Motor protection relay, phase failure sensitive. Three-pole (three-phase), manual or automatic resetting. Direct mounting on BG06, BG09, BG12 mini-contactors, 3.5...4.8A | http://datasheet.lovatoelectric.com/Motor_protection_relays/RON/RF120480.pdf
RF120630 | RF12.jpg | http://datasheet.lovatoelectric.com/Motor_protection_relays/products_images/RF12.jpg | Motor protection relay, phase failure sensitive. Three-pole (three-phase), manual or automatic resetting. Direct mounting on BG06, BG09, BG12 mini-contactors, 4.5...6.3A | http://datasheet.lovatoelectric.com/Motor_protection_relays/ENG/RF120630.pdf | Relè protezione motore, sensibile alla mancanza fase, ripristino manuale o automatico. Montaggio diretto su minicontattori BG06, BG09, BG12, 4,5,..6,3A | http://datasheet.lovatoelectric.com/Motor_protection_relays/ITA/RF120630.pdf | Przekaźnik termiczny, z wykrywaniem błędu fazy. 3 polowy (trójfazowy), ręczne lub automatyczne kasowanie. Bezpośredni montaż pod stycznikami BG06, BG09, BG12, 4.5...6.3A | http://datasheet.lovatoelectric.com/Motor_protection_relays/POL/RF120630.pdf | Motor protection relay, phase failure sensitive. Three-pole (three-phase), manual or automatic resetting. Direct mounting on BG06, BG09, BG12 mini-contactors, 4.5...6.3A | http://datasheet.lovatoelectric.com/Motor_protection_relays/RON/RF120630.pdf
RF120750 | RF12.jpg | http://datasheet.lovatoelectric.com/Motor_protection_relays/products_images/RF12.jpg | Motor protection relay, phase failure sensitive. Three-pole (three-phase), manual or automatic resetting. Direct mounting on BG06, BG09, BG12 mini-contactors, 5.5...7.5A | http://datasheet.lovatoelectric.com/Motor_protection_relays/ENG/RF120750.pdf | Relè protezione motore, sensibile alla mancanza fase, ripristino manuale o automatico. Montaggio diretto su minicontattori BG06, BG09, BG12, 5,5,..7,5A | http://datasheet.lovatoelectric.com/Motor_protection_relays/ITA/RF120750.pdf | Przekaźnik termiczny, z wykrywaniem błędu fazy. 3 polowy (trójfazowy), ręczne lub automatyczne kasowanie. Bezpośredni montaż pod stycznikami BG06, BG09, BG12, 5.5...7.5A | http://datasheet.lovatoelectric.com/Motor_protection_relays/POL/RF120750.pdf | Motor protection relay, phase failure sensitive. Three-pole (three-phase), manual or automatic resetting. Direct mounting on BG06, BG09, BG12 mini-contactors, 5.5...7.5A | http://datasheet.lovatoelectric.com/Motor_protection_relays/RON/RF120750.pdf
RF121000 | RF12.jpg | http://datasheet.lovatoelectric.com/Motor_protection_relays/products_images/RF12.jpg | Motor protection relay, phase failure sensitive. Three-pole (three-phase), manual or automatic resetting. Direct mounting on BG06, BG09, BG12 mini-contactors, 7.2...10A | http://datasheet.lovatoelectric.com/Motor_protection_relays/ENG/RF121000.pdf | Relè protezione motore, sensibile alla mancanza fase, ripristino manuale o automatico. Montaggio diretto su minicontattori BG06, BG09, BG12, 7,2,..10A | http://datasheet.lovatoelectric.com/Motor_protection_relays/ITA/RF121000.pdf | Przekaźnik termiczny, z wykrywaniem błędu fazy. 3 polowy (trójfazowy), ręczne lub automatyczne kasowanie. Bezpośredni montaż pod stycznikami BG06, BG09, BG12, 7.2...10A | http://datasheet.lovatoelectric.com/Motor_protection_relays/POL/RF121000.pdf | Motor protection relay, phase failure sensitive. Three-pole (three-phase), manual or automatic resetting. Direct mounting on BG06, BG09, BG12 mini-contactors, 7.2...10A | http://datasheet.lovatoelectric.com/Motor_protection_relays/RON/RF121000.pdf
RF121250 | RF12.jpg | http://datasheet.lovatoelectric.com/Motor_protection_relays/products_images/RF12.jpg | Motor protection relay, phase failure sensitive. Three-pole (three-phase), manual or automatic resetting. Direct mounting on BG06, BG09, BG12 mini-contactors, 9...12.5A | http://datasheet.lovatoelectric.com/Motor_protection_relays/ENG/RF121250.pdf | Relè protezione motore, sensibile alla mancanza fase, ripristino manuale o automatico. Montaggio diretto su minicontattori BG06, BG09, BG12, 9...12,5A | http://datasheet.lovatoelectric.com/Motor_protection_relays/ITA/RF121250.pdf | Przekaźnik termiczny, z wykrywaniem błędu fazy. 3 polowy (trójfazowy), ręczne lub automatyczne kasowanie. Bezpośredni montaż pod stycznikami BG06, BG09, BG12, 9...12.5A | http://datasheet.lovatoelectric.com/Motor_protection_relays/POL/RF121250.pdf | Motor protection relay, phase failure sensitive. Three-pole (three-phase), manual or automatic resetting. Direct mounting on BG06, BG09, BG12 mini-contactors, 9...12.5A | http://datasheet.lovatoelectric.com/Motor_protection_relays/RON/RF121250.pdf
RF200100 | RF200125.jpg | http://datasheet.lovatoelectric.com/Motor_protection_relays/products_images/RF200125.jpg | Motor protection relay, phase failure/single-phase sensitive. Three-pole (three-phase), manual or automatic resetting, 60...100A | http://datasheet.lovatoelectric.com/Motor_protection_relays/ENG/RF200100.pdf | Relè protezione motore, sensibile alla mancanza fase, ripristino manuale o automatico, 60...100A | http://datasheet.lovatoelectric.com/Motor_protection_relays/ITA/RF200100.pdf | Przekaźnik termiczny, z wykrywaniem błędu fazy, kasowanie ręczne lub automatyczne, montaż niezależny, 60-100A | http://datasheet.lovatoelectric.com/Motor_protection_relays/POL/RF200100.pdf | Motor protection relay, phase failure/single-phase sensitive. Three-pole (three-phase), manual or automatic resetting, 60...100A | http://datasheet.lovatoelectric.com/Motor_protection_relays/RON/RF200100.pdf
RF200125 | RF200125.jpg | http://datasheet.lovatoelectric.com/Motor_protection_relays/products_images/RF200125.jpg | Motor protection relay, phase failure/single-phase sensitive. Three-pole (three-phase), manual or automatic resetting, 70...125A | http://datasheet.lovatoelectric.com/Motor_protection_relays/ENG/RF200125.pdf | Relè protezione motore, sensibile alla mancanza fase, ripristino manuale o automatico, 75...125A | http://datasheet.lovatoelectric.com/Motor_protection_relays/ITA/RF200125.pdf | Przekaźnik termiczny, z wykrywaniem błędu fazy, kasowanie ręczne lub automatyczne, montaż niezależny, 75-125A | http://datasheet.lovatoelectric.com/Motor_protection_relays/POL/RF200125.pdf | Motor protection relay, phase failure/single-phase sensitive. Three-pole (three-phase), manual or automatic resetting, 70...125A | http://datasheet.lovatoelectric.com/Motor_protection_relays/RON/RF200125.pdf
RF200150 | RF200125.jpg | http://datasheet.lovatoelectric.com/Motor_protection_relays/products_images/RF200125.jpg | Motor protection relay, phase failure/single-phase sensitive. Three-pole (three-phase), manual or automatic resetting, 90...150A | http://datasheet.lovatoelectric.com/Motor_protection_relays/ENG/RF200150.pdf | Relè protezione motore, sensibile alla mancanza fase, ripristino manuale o automatico, 90...150A | http://datasheet.lovatoelectric.com/Motor_protection_relays/ITA/RF200150.pdf | Przekaźnik termiczny, z wykrywaniem błędu fazy, kasowanie ręczne lub automatyczne, montaż niezależny, 90-150A | http://datasheet.lovatoelectric.com/Motor_protection_relays/POL/RF200150.pdf | Motor protection relay, phase failure/single-phase sensitive. Three-pole (three-phase), manual or automatic resetting, 90...150A | http://datasheet.lovatoelectric.com/Motor_protection_relays/RON/RF200150.pdf
RF200200 | RF200125.jpg | http://datasheet.lovatoelectric.com/Motor_protection_relays/products_images/RF200125.jpg | Motor protection relay, phase failure/single-phase sensitive. Three-pole (three-phase), manual or automatic resetting, 120...200A | http://datasheet.lovatoelectric.com/Motor_protection_relays/ENG/RF200200.pdf | Relè protezione motore, sensibile alla mancanza fase, ripristino manuale o automatico, 120...200A | http://datasheet.lovatoelectric.com/Motor_protection_relays/ITA/RF200200.pdf | Przekaźnik termiczny, z wykrywaniem błędu fazy, kasowanie ręczne lub automatyczne, montaż niezależny, 120-200A | http://datasheet.lovatoelectric.com/Motor_protection_relays/POL/RF200200.pdf | Motor protection relay, phase failure/single-phase sensitive. Three-pole (three-phase), manual or automatic resetting, 120...200A | http://datasheet.lovatoelectric.com/Motor_protection_relays/RON/RF200200.pdf
RF380016 | RF380016.jpg | http://datasheet.lovatoelectric.com/Motor_protection_relays/products_images/RF380016.jpg | Motor protection relay, phase failure/single-phase sensitive. Three-pole (three-phase), manual or automatic resetting. Direct mounting on BF09 - BF38 contactors, 0.10...0.16A | http://datasheet.lovatoelectric.com/Motor_protection_relays/ENG/RF380016.pdf | Relè protezione motore, sensibile alla mancanza fase, ripristino manuale o automatico. Montaggio diretto su contattori BF09...BF38, 0,10...0,16A | http://datasheet.lovatoelectric.com/Motor_protection_relays/ITA/RF380016.pdf | Przekaźnik termiczny, z wykrywaniem błędu fazy, trójfazowy, kasowanie ręczne lub automatyczne, montaż bezpośredni pod stycznikami BF09...BF38, 0.10...0.16A | http://datasheet.lovatoelectric.com/Motor_protection_relays/POL/RF380016.pdf | Motor protection relay, phase failure/single-phase sensitive. Three-pole (three-phase), manual or automatic resetting. Direct mounting on BF09 - BF38 contactors, 0.10...0.16A | http://datasheet.lovatoelectric.com/Motor_protection_relays/RON/RF380016.pdf
RF380025 | RF380016.jpg | http://datasheet.lovatoelectric.com/Motor_protection_relays/products_images/RF380016.jpg | Motor protection relay, phase failure/single-phase sensitive. Three-pole (three-phase), manual or automatic resetting. Direct mounting on BF09 - BF38 contactors, 0.16...0.25A | http://datasheet.lovatoelectric.com/Motor_protection_relays/ENG/RF380025.pdf | Relè protezione motore, sensibile alla mancanza fase, ripristino manuale o automatico. Montaggio diretto su contattori BF09...BF38, 0,16...0,25A | http://datasheet.lovatoelectric.com/Motor_protection_relays/ITA/RF380025.pdf | Przekaźnik termiczny, z wykrywaniem błędu fazy, trójfazowy, kasowanie ręczne lub automatyczne, montaż bezpośredni pod stycznikami BF09...BF38, 0.16...0.25A | http://datasheet.lovatoelectric.com/Motor_protection_relays/POL/RF380025.pdf | Motor protection relay, phase failure/single-phase sensitive. Three-pole (three-phase), manual or automatic resetting. Direct mounting on BF09 - BF38 contactors, 0.16...0.25A | http://datasheet.lovatoelectric.com/Motor_protection_relays/RON/RF380025.pdf
RF380040 | RF380016.jpg | http://datasheet.lovatoelectric.com/Motor_protection_relays/products_images/RF380016.jpg | Motor protection relay, phase failure/single-phase sensitive. Three-pole (three-phase), manual or automatic resetting. Direct mounting on BF09 - BF38 contactors, 0.25...0.40A | http://datasheet.lovatoelectric.com/Motor_protection_relays/ENG/RF380040.pdf | Relè protezione motore, sensibile alla mancanza fase, ripristino manuale o automatico. Montaggio diretto su contattori BF09...BF38, 0,25...0,40A | http://datasheet.lovatoelectric.com/Motor_protection_relays/ITA/RF380040.pdf | Przekaźnik termiczny, z wykrywaniem błędu fazy, trójfazowy, kasowanie ręczne lub automatyczne, montaż bezpośredni pod stycznikami BF09...BF38, 0.25...0.40A | http://datasheet.lovatoelectric.com/Motor_protection_relays/POL/RF380040.pdf | Motor protection relay, phase failure/single-phase sensitive. Three-pole (three-phase), manual or automatic resetting. Direct mounting on BF09 - BF38 contactors, 0.25...0.40A | http://datasheet.lovatoelectric.com/Motor_protection_relays/RON/RF380040.pdf
RF380063 | RF380016.jpg | http://datasheet.lovatoelectric.com/Motor_protection_relays/products_images/RF380016.jpg | Motor protection relay, phase failure/single-phase sensitive. Three-pole (three-phase), manual or automatic resetting. Direct mounting on BF09 - BF38 contactors, 0.40...0.63A | http://datasheet.lovatoelectric.com/Motor_protection_relays/ENG/RF380063.pdf | Relè protezione motore, sensibile alla mancanza fase, ripristino manuale o automatico. Montaggio diretto su contattori BF09...BF38, 0,40...0,63A | http://datasheet.lovatoelectric.com/Motor_protection_relays/ITA/RF380063.pdf | Przekaźnik termiczny, z wykrywaniem błędu fazy, trójfazowy, kasowanie ręczne lub automatyczne, montaż bezpośredni pod stycznikami BF09...BF38, 0.40...0.63A | http://datasheet.lovatoelectric.com/Motor_protection_relays/POL/RF380063.pdf | Motor protection relay, phase failure/single-phase sensitive. Three-pole (three-phase), manual or automatic resetting. Direct mounting on BF09 - BF38 contactors, 0.40...0.63A | http://datasheet.lovatoelectric.com/Motor_protection_relays/RON/RF380063.pdf
RF380100 | RF380016.jpg | http://datasheet.lovatoelectric.com/Motor_protection_relays/products_images/RF380016.jpg | Motor protection relay, phase failure/single-phase sensitive. Three-pole (three-phase), manual or automatic resetting. Direct mounting on BF09 - BF38 contactors, 0.63...1A | http://datasheet.lovatoelectric.com/Motor_protection_relays/ENG/RF380100.pdf | Relè protezione motore, sensibile alla mancanza fase, ripristino manuale o automatico. Montaggio diretto su contattori BF09...BF38, 0,63...1A | http://datasheet.lovatoelectric.com/Motor_protection_relays/ITA/RF380100.pdf | Przekaźnik termiczny, z wykrywaniem błędu fazy, trójfazowy, kasowanie ręczne lub automatyczne, montaż bezpośredni pod stycznikami BF09...BF38, 0.63...1A | http://datasheet.lovatoelectric.com/Motor_protection_relays/POL/RF380100.pdf | Motor protection relay, phase failure/single-phase sensitive. Three-pole (three-phase), manual or automatic resetting. Direct mounting on BF09 - BF38 contactors, 0.63...1A | http://datasheet.lovatoelectric.com/Motor_protection_relays/RON/RF380100.pdf
RF380160 | RF380016.jpg | http://datasheet.lovatoelectric.com/Motor_protection_relays/products_images/RF380016.jpg | Motor protection relay, phase failure/single-phase sensitive. Three-pole (three-phase), manual or automatic resetting. Direct mounting on BF09 - BF38 contactors, 1...1.6A | http://datasheet.lovatoelectric.com/Motor_protection_relays/ENG/RF380160.pdf | Relè protezione motore, sensibile alla mancanza fase, ripristino manuale o automatico. Montaggio diretto su contattori BF09...BF38, 1...1,6A | http://datasheet.lovatoelectric.com/Motor_protection_relays/ITA/RF380160.pdf | Przekaźnik termiczny, z wykrywaniem błędu fazy, trójfazowy, kasowanie ręczne lub automatyczne, montaż bezpośredni pod stycznikami BF09...BF38, 1...1.6A | http://datasheet.lovatoelectric.com/Motor_protection_relays/POL/RF380160.pdf | Motor protection relay, phase failure/single-phase sensitive. Three-pole (three-phase), manual or automatic resetting. Direct mounting on BF09 - BF38 contactors, 1...1.6A | http://datasheet.lovatoelectric.com/Motor_protection_relays/RON/RF380160.pdf
RF380250 | RF380016.jpg | http://datasheet.lovatoelectric.com/Motor_protection_relays/products_images/RF380016.jpg | Motor protection relay, phase failure/single-phase sensitive. Three-pole (three-phase), manual or automatic resetting. Direct mounting on BF09 - BF38 contactors, 1.6...2.5A | http://datasheet.lovatoelectric.com/Motor_protection_relays/ENG/RF380250.pdf | Relè protezione motore, sensibile alla mancanza fase, ripristino manuale o automatico. Montaggio diretto su contattori BF09...BF38, 1,6...2,5A | http://datasheet.lovatoelectric.com/Motor_protection_relays/ITA/RF380250.pdf | Przekaźnik termiczny, z wykrywaniem błędu fazy, trójfazowy, kasowanie ręczne lub automatyczne, montaż bezpośredni pod stycznikami BF09...BF38, 1.6...2.5A | http://datasheet.lovatoelectric.com/Motor_protection_relays/POL/RF380250.pdf | Motor protection relay, phase failure/single-phase sensitive. Three-pole (three-phase), manual or automatic resetting. Direct mounting on BF09 - BF38 contactors, 1.6...2.5A | http://datasheet.lovatoelectric.com/Motor_protection_relays/RON/RF380250.pdf
RF380400 | RF380016.jpg | http://datasheet.lovatoelectric.com/Motor_protection_relays/products_images/RF380016.jpg | Motor protection relay, phase failure/single-phase sensitive. Three-pole (three-phase), manual or automatic resetting. Direct mounting on BF09 - BF38 contactors, 2.5...4A | http://datasheet.lovatoelectric.com/Motor_protection_relays/ENG/RF380400.pdf | Relè protezione motore, sensibile alla mancanza fase, ripristino manuale o automatico. Montaggio diretto su contattori BF09...BF38, 2,5...4A | http://datasheet.lovatoelectric.com/Motor_protection_relays/ITA/RF380400.pdf | Przekaźnik termiczny, z wykrywaniem błędu fazy, trójfazowy, kasowanie ręczne lub automatyczne, montaż bezpośredni pod stycznikami BF09...BF38, 2.5...4A | http://datasheet.lovatoelectric.com/Motor_protection_relays/POL/RF380400.pdf | Motor protection relay, phase failure/single-phase sensitive. Three-pole (three-phase), manual or automatic resetting. Direct mounting on BF09 - BF38 contactors, 2.5...4A | http://datasheet.lovatoelectric.com/Motor_protection_relays/RON/RF380400.pdf
RF380650 | RF380016.jpg | http://datasheet.lovatoelectric.com/Motor_protection_relays/products_images/RF380016.jpg | Motor protection relay, phase failure/single-phase sensitive. Three-pole (three-phase), manual or automatic resetting. Direct mounting on BF09 - BF38 contactors, 4...6.5A | http://datasheet.lovatoelectric.com/Motor_protection_relays/ENG/RF380650.pdf | Relè protezione motore, sensibile alla mancanza fase, ripristino manuale o automatico. Montaggio diretto su contattori BF09...BF38, 4...6,5A | http://datasheet.lovatoelectric.com/Motor_protection_relays/ITA/RF380650.pdf | Przekaźnik termiczny, z wykrywaniem błędu fazy, trójfazowy, kasowanie ręczne lub automatyczne, montaż bezpośredni pod stycznikami BF09...BF38, 4...6.5A | http://datasheet.lovatoelectric.com/Motor_protection_relays/POL/RF380650.pdf | Motor protection relay, phase failure/single-phase sensitive. Three-pole (three-phase), manual or automatic resetting. Direct mounting on BF09 - BF38 contactors, 4...6.5A | http://datasheet.lovatoelectric.com/Motor_protection_relays/RON/RF380650.pdf
RF381000 | RF380016.jpg | http://datasheet.lovatoelectric.com/Motor_protection_relays/products_images/RF380016.jpg | Motor protection relay, phase failure/single-phase sensitive. Three-pole (three-phase), manual or automatic resetting. Direct mounting on BF09 - BF38 contactors, 6.3...10A | http://datasheet.lovatoelectric.com/Motor_protection_relays/ENG/RF381000.pdf | Relè protezione motore, sensibile alla mancanza fase, ripristino manuale o automatico. Montaggio diretto su contattori BF09...BF38, 6,3...10A | http://datasheet.lovatoelectric.com/Motor_protection_relays/ITA/RF381000.pdf | Przekaźnik termiczny, z wykrywaniem błędu fazy, trójfazowy, kasowanie ręczne lub automatyczne, montaż bezpośredni pod stycznikami BF09...BF38, 6.3...10A | http://datasheet.lovatoelectric.com/Motor_protection_relays/POL/RF381000.pdf | Motor protection relay, phase failure/single-phase sensitive. Three-pole (three-phase), manual or automatic resetting. Direct mounting on BF09 - BF38 contactors, 6.3...10A | http://datasheet.lovatoelectric.com/Motor_protection_relays/RON/RF381000.pdf
RF381400 | RF380016.jpg | http://datasheet.lovatoelectric.com/Motor_protection_relays/products_images/RF380016.jpg | Motor protection relay, phase failure/single-phase sensitive. Three-pole (three-phase), manual or automatic resetting. Direct mounting on BF09 - BF38 contactors, 9...14A | http://datasheet.lovatoelectric.com/Motor_protection_relays/ENG/RF381400.pdf | Relè protezione motore, sensibile alla mancanza fase, ripristino manuale o automatico. Montaggio diretto su contattori BF09...BF38, 9...14A | http://datasheet.lovatoelectric.com/Motor_protection_relays/ITA/RF381400.pdf | Przekaźnik termiczny, z wykrywaniem błędu fazy, trójfazowy, kasowanie ręczne lub automatyczne, montaż bezpośredni pod stycznikami BF09...BF38, 9...14A | http://datasheet.lovatoelectric.com/Motor_protection_relays/POL/RF381400.pdf | Motor protection relay, phase failure/single-phase sensitive. Three-pole (three-phase), manual or automatic resetting. Direct mounting on BF09 - BF38 contactors, 9...14A | http://datasheet.lovatoelectric.com/Motor_protection_relays/RON/RF381400.pdf
RF381800 | RF380016.jpg | http://datasheet.lovatoelectric.com/Motor_protection_relays/products_images/RF380016.jpg | Motor protection relay, phase failure/single-phase sensitive. Three-pole (three-phase), manual or automatic resetting. Direct mounting on BF09 - BF38 contactors, 13...18A | http://datasheet.lovatoelectric.com/Motor_protection_relays/ENG/RF381800.pdf | Relè protezione motore, sensibile alla mancanza fase, ripristino manuale o automatico. Montaggio diretto su contattori BF09...BF38, 13...18A | http://datasheet.lovatoelectric.com/Motor_protection_relays/ITA/RF381800.pdf | Przekaźnik termiczny, z wykrywaniem błędu fazy, trójfazowy, kasowanie ręczne lub automatyczne, montaż bezpośredni pod stycznikami BF09...BF38, 13...18A | http://datasheet.lovatoelectric.com/Motor_protection_relays/POL/RF381800.pdf | Motor protection relay, phase failure/single-phase sensitive. Three-pole (three-phase), manual or automatic resetting. Direct mounting on BF09 - BF38 contactors, 13...18A | http://datasheet.lovatoelectric.com/Motor_protection_relays/RON/RF381800.pdf
RF382300 | RF380016.jpg | http://datasheet.lovatoelectric.com/Motor_protection_relays/products_images/RF380016.jpg | Motor protection relay, phase failure/single-phase sensitive. Three-pole (three-phase), manual or automatic resetting. Direct mounting on BF09 - BF38 contactors, 17...23A | http://datasheet.lovatoelectric.com/Motor_protection_relays/ENG/RF382300.pdf | Relè protezione motore, sensibile alla mancanza fase, ripristino manuale o automatico. Montaggio diretto su contattori BF09...BF38, 17...23A | http://datasheet.lovatoelectric.com/Motor_protection_relays/ITA/RF382300.pdf | Przekaźnik termiczny, z wykrywaniem błędu fazy, trójfazowy, kasowanie ręczne lub automatyczne, montaż bezpośredni pod stycznikami BF09...BF38, 17...23A | http://datasheet.lovatoelectric.com/Motor_protection_relays/POL/RF382300.pdf | Motor protection relay, phase failure/single-phase sensitive. Three-pole (three-phase), manual or automatic resetting. Direct mounting on BF09 - BF38 contactors, 17...23A | http://datasheet.lovatoelectric.com/Motor_protection_relays/RON/RF382300.pdf
RF382500 | RF380016.jpg | http://datasheet.lovatoelectric.com/Motor_protection_relays/products_images/RF380016.jpg | Motor protection relay, phase failure/single-phase sensitive. Three-pole (three-phase), manual or automatic resetting. Direct mounting on BF09 - BF38 contactors, 20...25A | http://datasheet.lovatoelectric.com/Motor_protection_relays/ENG/RF382500.pdf | Relè protezione motore, sensibile alla mancanza fase, ripristino manuale o automatico. Montaggio diretto su contattori BF09...BF38, 20...25A | http://datasheet.lovatoelectric.com/Motor_protection_relays/ITA/RF382500.pdf | Przekaźnik termiczny, z wykrywaniem błędu fazy, trójfazowy, kasowanie ręczne lub automatyczne, montaż bezpośredni pod stycznikami BF09...BF38, 20...25A | http://datasheet.lovatoelectric.com/Motor_protection_relays/POL/RF382500.pdf | Motor protection relay, phase failure/single-phase sensitive. Three-pole (three-phase), manual or automatic resetting. Direct mounting on BF09 - BF38 contactors, 20...25A | http://datasheet.lovatoelectric.com/Motor_protection_relays/RON/RF382500.pdf
RF383200 | RF380016.jpg | http://datasheet.lovatoelectric.com/Motor_protection_relays/products_images/RF380016.jpg | Motor protection relay, phase failure/single-phase sensitive. Three-pole (three-phase), manual or automatic resetting. Direct mounting on BF09 - BF38 contactors, 24...32A | http://datasheet.lovatoelectric.com/Motor_protection_relays/ENG/RF383200.pdf | Relè protezione motore, sensibile alla mancanza fase, ripristino manuale o automatico. Montaggio diretto su contattori BF09...BF38, 24...32A | http://datasheet.lovatoelectric.com/Motor_protection_relays/ITA/RF383200.pdf | Przekaźnik termiczny, z wykrywaniem błędu fazy, trójfazowy, kasowanie ręczne lub automatyczne, montaż bezpośredni pod stycznikami BF09...BF38, 24...32A | http://datasheet.lovatoelectric.com/Motor_protection_relays/POL/RF383200.pdf | Motor protection relay, phase failure/single-phase sensitive. Three-pole (three-phase), manual or automatic resetting. Direct mounting on BF09 - BF38 contactors, 24...32A | http://datasheet.lovatoelectric.com/Motor_protection_relays/RON/RF383200.pdf
RF383800 | RF380016.jpg | http://datasheet.lovatoelectric.com/Motor_protection_relays/products_images/RF380016.jpg | Motor protection relay, phase failure/single-phase sensitive. Three-pole (three-phase), manual or automatic resetting. Direct mounting on BF09 - BF38 contactors, 32...38A | http://datasheet.lovatoelectric.com/Motor_protection_relays/ENG/RF383800.pdf | Relè protezione motore, sensibile alla mancanza fase, ripristino manuale o automatico. Montaggio diretto su contattori BF09...BF38, 32...38A | http://datasheet.lovatoelectric.com/Motor_protection_relays/ITA/RF383800.pdf | Przekaźnik termiczny, z wykrywaniem błędu fazy, trójfazowy, kasowanie ręczne lub automatyczne, montaż bezpośredni pod stycznikami BF09...BF38, 32...38A | http://datasheet.lovatoelectric.com/Motor_protection_relays/POL/RF383800.pdf | Motor protection relay, phase failure/single-phase sensitive. Three-pole (three-phase), manual or automatic resetting. Direct mounting on BF09 - BF38 contactors, 32...38A | http://datasheet.lovatoelectric.com/Motor_protection_relays/RON/RF383800.pdf
RF420250 | RF420300.jpg | http://datasheet.lovatoelectric.com/Motor_protection_relays/products_images/RF420300.jpg | Motor protection relay, phase failure/single-phase sensitive. Three-pole (three-phase), manual or automatic resetting, 150...250A | http://datasheet.lovatoelectric.com/Motor_protection_relays/ENG/RF420250.pdf | Relè protezione motore, sensibile alla mancanza fase, ripristino manuale o automatico, 150...250A | http://datasheet.lovatoelectric.com/Motor_protection_relays/ITA/RF420250.pdf | Przekaźnik termiczny, z wykrywaniem błędu fazy, kasowanie ręczne lub automatyczne, montaż niezależny, 150-250A | http://datasheet.lovatoelectric.com/Motor_protection_relays/POL/RF420250.pdf | Motor protection relay, phase failure/single-phase sensitive. Three-pole (three-phase), manual or automatic resetting, 150...250A | http://datasheet.lovatoelectric.com/Motor_protection_relays/RON/RF420250.pdf
RF420300 | RF420300.jpg | http://datasheet.lovatoelectric.com/Motor_protection_relays/products_images/RF420300.jpg | Motor protection relay, phase failure/single-phase sensitive. Three-pole (three-phase), manual or automatic resetting, 180...300A | http://datasheet.lovatoelectric.com/Motor_protection_relays/ENG/RF420300.pdf | Relè protezione motore, sensibile alla mancanza fase, ripristino manuale o automatico, 180...300A | http://datasheet.lovatoelectric.com/Motor_protection_relays/ITA/RF420300.pdf | Przekaźnik termiczny, z wykrywaniem błędu fazy, kasowanie ręczne lub automatyczne, montaż niezależny, 180-300A | http://datasheet.lovatoelectric.com/Motor_protection_relays/POL/RF420300.pdf | Motor protection relay, phase failure/single-phase sensitive. Three-pole (three-phase), manual or automatic resetting, 180...300A | http://datasheet.lovatoelectric.com/Motor_protection_relays/RON/RF420300.pdf
RF420420 | RF420300.jpg | http://datasheet.lovatoelectric.com/Motor_protection_relays/products_images/RF420300.jpg | Motor protection relay, phase failure/single-phase sensitive. Three-pole (three-phase), manual or automatic resetting, 250...420A | http://datasheet.lovatoelectric.com/Motor_protection_relays/ENG/RF420420.pdf | Relè protezione motore, sensibile alla mancanza fase, ripristino manuale o automatico, 250...420A | http://datasheet.lovatoelectric.com/Motor_protection_relays/ITA/RF420420.pdf | Przekaźnik termiczny, z wykrywaniem błędu fazy, kasowanie ręczne lub automatyczne, montaż niezależny, 250-420A | http://datasheet.lovatoelectric.com/Motor_protection_relays/POL/RF420420.pdf | Motor protection relay, phase failure/single-phase sensitive. Three-pole (three-phase), manual or automatic resetting, 250...420A | http://datasheet.lovatoelectric.com/Motor_protection_relays/RON/RF420420.pdf
RF823300 | RF823300.jpg | http://datasheet.lovatoelectric.com/Motor_protection_relays/products_images/RF823300.jpg | Motor protection relay, phase failure/single-phase sensitive. Three-pole (three-phase), manual resetting. Direct mounting on BF40 - BF94 contactors, 20...33A | http://datasheet.lovatoelectric.com/Motor_protection_relays/ENG/RF823300.pdf | Relè protezione motore, sensibile alla mancanza fase, ripristino manuale. Montaggio diretto su contattori BF40...BF94, 20...33A | http://datasheet.lovatoelectric.com/Motor_protection_relays/ITA/RF823300.pdf | Przekaźnik termiczny, z wykrywaniem błędu fazy, trójfazowy, kasowanie ręczne, montaż bezpośredni pod stycznikami BF40 - BF94, 20...33A | http://datasheet.lovatoelectric.com/Motor_protection_relays/POL/RF823300.pdf | Motor protection relay, phase failure/single-phase sensitive. Three-pole (three-phase), manual resetting. Direct mounting on BF40 - BF94 contactors, 20...33A | http://datasheet.lovatoelectric.com/Motor_protection_relays/RON/RF823300.pdf
RF824200 | RF823300.jpg | http://datasheet.lovatoelectric.com/Motor_protection_relays/products_images/RF823300.jpg | Motor protection relay, phase failure/single-phase sensitive. Three-pole (three-phase), manual resetting. Direct mounting on BF40 - BF94 contactors, 28...42A | http://datasheet.lovatoelectric.com/Motor_protection_relays/ENG/RF824200.pdf | Relè protezione motore, sensibile alla mancanza fase, ripristino manuale. Montaggio diretto su contattori BF40...BF94, 28...42A | http://datasheet.lovatoelectric.com/Motor_protection_relays/ITA/RF824200.pdf | Przekaźnik termiczny, z wykrywaniem błędu fazy, trójfazowy, kasowanie ręczne, montaż bezpośredni pod stycznikami BF40 - BF94, 28...42A | http://datasheet.lovatoelectric.com/Motor_protection_relays/POL/RF824200.pdf | Motor protection relay, phase failure/single-phase sensitive. Three-pole (three-phase), manual resetting. Direct mounting on BF40 - BF94 contactors, 28...42A | http://datasheet.lovatoelectric.com/Motor_protection_relays/RON/RF824200.pdf
RF825000 | RF823300.jpg | http://datasheet.lovatoelectric.com/Motor_protection_relays/products_images/RF823300.jpg | Motor protection relay, phase failure/single-phase sensitive. Three-pole (three-phase), manual resetting. Direct mounting on BF40 - BF94 contactors, 35...50A | http://datasheet.lovatoelectric.com/Motor_protection_relays/ENG/RF825000.pdf | Relè protezione motore, sensibile alla mancanza fase, ripristino manuale. Montaggio diretto su contattori BF40...BF94, 35...50A | http://datasheet.lovatoelectric.com/Motor_protection_relays/ITA/RF825000.pdf | Przekaźnik termiczny, z wykrywaniem błędu fazy, trójfazowy, kasowanie ręczne, montaż bezpośredni pod stycznikami BF40 - BF94, 35...50A | http://datasheet.lovatoelectric.com/Motor_protection_relays/POL/RF825000.pdf | Motor protection relay, phase failure/single-phase sensitive. Three-pole (three-phase), manual resetting. Direct mounting on BF40 - BF94 contactors, 35...50A | http://datasheet.lovatoelectric.com/Motor_protection_relays/RON/RF825000.pdf
RF826500 | RF823300.jpg | http://datasheet.lovatoelectric.com/Motor_protection_relays/products_images/RF823300.jpg | Motor protection relay, phase failure/single-phase sensitive. Three-pole (three-phase), manual resetting. Direct mounting on BF40 - BF94 contactors, 46...65A | http://datasheet.lovatoelectric.com/Motor_protection_relays/ENG/RF826500.pdf | Relè protezione motore, sensibile alla mancanza fase, ripristino manuale. Montaggio diretto su contattori BF40...BF94, 46...65A | http://datasheet.lovatoelectric.com/Motor_protection_relays/ITA/RF826500.pdf | Przekaźnik termiczny, z wykrywaniem błędu fazy, trójfazowy, kasowanie ręczne, montaż bezpośredni pod stycznikami BF40 - BF94, 46...65A | http://datasheet.lovatoelectric.com/Motor_protection_relays/POL/RF826500.pdf | Motor protection relay, phase failure/single-phase sensitive. Three-pole (three-phase), manual resetting. Direct mounting on BF40 - BF94 contactors, 46...65A | http://datasheet.lovatoelectric.com/Motor_protection_relays/RON/RF826500.pdf
RF828200 | RF823300.jpg | http://datasheet.lovatoelectric.com/Motor_protection_relays/products_images/RF823300.jpg | Motor protection relay, phase failure/single-phase sensitive. Three-pole (three-phase), manual resetting. Direct mounting on BF40 - BF94 contactors, 60...82A | http://datasheet.lovatoelectric.com/Motor_protection_relays/ENG/RF828200.pdf | Relè protezione motore, sensibile alla mancanza fase, ripristino manuale. Montaggio diretto su contattori BF40...BF94, 60...82A | http://datasheet.lovatoelectric.com/Motor_protection_relays/ITA/RF828200.pdf | Przekaźnik termiczny, z wykrywaniem błędu fazy, trójfazowy, kasowanie ręczne, montaż bezpośredni pod stycznikami BF40 - BF94, 60...82A | http://datasheet.lovatoelectric.com/Motor_protection_relays/POL/RF828200.pdf | Motor protection relay, phase failure/single-phase sensitive. Three-pole (three-phase), manual resetting. Direct mounting on BF40 - BF94 contactors, 60...82A | http://datasheet.lovatoelectric.com/Motor_protection_relays/RON/RF828200.pdf
RF829500 | RF823300.jpg | http://datasheet.lovatoelectric.com/Motor_protection_relays/products_images/RF823300.jpg | Motor protection relay, phase failure/single-phase sensitive. Three-pole (three-phase), manual resetting. Direct mounting on BF40 - BF94 contactors, 70...95A | http://datasheet.lovatoelectric.com/Motor_protection_relays/ENG/RF829500.pdf | Relè protezione motore, sensibile alla mancanza fase, ripristino manuale. Montaggio diretto su contattori BF40...BF94, 70...95A | http://datasheet.lovatoelectric.com/Motor_protection_relays/ITA/RF829500.pdf | Przekaźnik termiczny, z wykrywaniem błędu fazy, trójfazowy, kasowanie ręczne, montaż bezpośredni pod stycznikami BF40 - BF94, 70...95A | http://datasheet.lovatoelectric.com/Motor_protection_relays/POL/RF829500.pdf | Motor protection relay, phase failure/single-phase sensitive. Three-pole (three-phase), manual resetting. Direct mounting on BF40 - BF94 contactors, 70...95A | http://datasheet.lovatoelectric.com/Motor_protection_relays/RON/RF829500.pdf
RFA110082 | RFA110110.jpg | http://datasheet.lovatoelectric.com/Motor_protection_relays/products_images/RFA110110.jpg | Motor protection relay, phase failure/single-phase sensitive. Three-pole (three-phase), automatic resetting. Direct mounting on BF95 - BF150 contactors, 60...82A | http://datasheet.lovatoelectric.com/Motor_protection_relays/ENG/RFA110082.pdf | Relè protezione motore, sensibile alla mancanza fase, ripristino automatico. Montaggio diretto su contattori BF95...BF150, 60...82A | http://datasheet.lovatoelectric.com/Motor_protection_relays/ITA/RFA110082.pdf | Przekaźnik termiczny, z wykrywaniem błędu fazy, trójfazowy, kasowanie automatyczne, montaż bezpośredni pod stycznikami BF95 - BF150, 60...82A | http://datasheet.lovatoelectric.com/Motor_protection_relays/POL/RFA110082.pdf | Motor protection relay, phase failure/single-phase sensitive. Three-pole (three-phase), automatic resetting. Direct mounting on BF95 - BF150 contactors, 60...82A | http://datasheet.lovatoelectric.com/Motor_protection_relays/RON/RFA110082.pdf
RFA110095 | RFA110110.jpg | http://datasheet.lovatoelectric.com/Motor_protection_relays/products_images/RFA110110.jpg | Motor protection relay, phase failure/single-phase sensitive. Three-pole (three-phase), automatic resetting. Direct mounting on BF95 - BF150 contactors, 70...95A | http://datasheet.lovatoelectric.com/Motor_protection_relays/ENG/RFA110095.pdf | Relè protezione motore, sensibile alla mancanza fase, ripristino automatico. Montaggio diretto su contattori BF95...BF150, 70...95A | http://datasheet.lovatoelectric.com/Motor_protection_relays/ITA/RFA110095.pdf | Przekaźnik termiczny, z wykrywaniem błędu fazy, trójfazowy, kasowanie automatyczne, montaż bezpośredni pod stycznikami BF95 - BF150, 70...95A | http://datasheet.lovatoelectric.com/Motor_protection_relays/POL/RFA110095.pdf | Motor protection relay, phase failure/single-phase sensitive. Three-pole (three-phase), automatic resetting. Direct mounting on BF95 - BF150 contactors, 70...95A | http://datasheet.lovatoelectric.com/Motor_protection_relays/RON/RFA110095.pdf
RFA110110 | RFA110110.jpg | http://datasheet.lovatoelectric.com/Motor_protection_relays/products_images/RFA110110.jpg | Motor protection relay, phase failure/single-phase sensitive. Three-pole (three-phase), automatic resetting. Direct mounting on BF95 - BF150 contactors, 90...110A | http://datasheet.lovatoelectric.com/Motor_protection_relays/ENG/RFA110110.pdf | Relè protezione motore, sensibile alla mancanza fase, ripristino automatico. Montaggio diretto su contattori BF95...BF150, 90...110A | http://datasheet.lovatoelectric.com/Motor_protection_relays/ITA/RFA110110.pdf | Przekaźnik termiczny, z wykrywaniem błędu fazy, trójfazowy, kasowanie automatyczne, montaż bezpośredni pod stycznikami BF95 - BF150, 90...110A | http://datasheet.lovatoelectric.com/Motor_protection_relays/POL/RFA110110.pdf | Motor protection relay, phase failure/single-phase sensitive. Three-pole (three-phase), automatic resetting. Direct mounting on BF95 - BF150 contactors, 90...110A | http://datasheet.lovatoelectric.com/Motor_protection_relays/RON/RFA110110.pdf
RFA823300 | RFA829500.jpg | http://datasheet.lovatoelectric.com/Motor_protection_relays/products_images/RFA829500.jpg | Motor protection relay, phase failure/single-phase sensitive. Three-pole (three-phase), automatic resetting. Direct mounting on BF40 - BF94 contactors, 20...33A | http://datasheet.lovatoelectric.com/Motor_protection_relays/ENG/RFA823300.pdf | Relè protezione motore, sensibile alla mancanza fase, ripristino automatico. Montaggio diretto su contattori BF40...BF94, 20...33A | http://datasheet.lovatoelectric.com/Motor_protection_relays/ITA/RFA823300.pdf | Przekaźnik termiczny, z wykrywaniem błędu fazy, trójfazowy, kasowanie automatyczne, montaż bezpośredni pod stycznikami BF40 - BF94, 20...33A | http://datasheet.lovatoelectric.com/Motor_protection_relays/POL/RFA823300.pdf | Motor protection relay, phase failure/single-phase sensitive. Three-pole (three-phase), automatic resetting. Direct mounting on BF40 - BF94 contactors, 20...33A | http://datasheet.lovatoelectric.com/Motor_protection_relays/RON/RFA823300.pdf
RFA824200 | RFA829500.jpg | http://datasheet.lovatoelectric.com/Motor_protection_relays/products_images/RFA829500.jpg | Motor protection relay, phase failure/single-phase sensitive. Three-pole (three-phase), automatic resetting. Direct mounting on BF40 - BF94 contactors, 28...42A | http://datasheet.lovatoelectric.com/Motor_protection_relays/ENG/RFA824200.pdf | Relè protezione motore, sensibile alla mancanza fase, ripristino automatico. Montaggio diretto su contattori BF40...BF94, 28...42A | http://datasheet.lovatoelectric.com/Motor_protection_relays/ITA/RFA824200.pdf | Przekaźnik termiczny, z wykrywaniem błędu fazy, trójfazowy, kasowanie automatyczne, montaż bezpośredni pod stycznikami BF40 - BF94, 28...42A | http://datasheet.lovatoelectric.com/Motor_protection_relays/POL/RFA824200.pdf | Motor protection relay, phase failure/single-phase sensitive. Three-pole (three-phase), automatic resetting. Direct mounting on BF40 - BF94 contactors, 28...42A | http://datasheet.lovatoelectric.com/Motor_protection_relays/RON/RFA824200.pdf
RFA825000 | RFA829500.jpg | http://datasheet.lovatoelectric.com/Motor_protection_relays/products_images/RFA829500.jpg | Motor protection relay, phase failure/single-phase sensitive. Three-pole (three-phase), automatic resetting. Direct mounting on BF40 - BF94 contactors, 35...50A | http://datasheet.lovatoelectric.com/Motor_protection_relays/ENG/RFA825000.pdf | Relè protezione motore, sensibile alla mancanza fase, ripristino automatico. Montaggio diretto su contattori BF40...BF94, 35...50A | http://datasheet.lovatoelectric.com/Motor_protection_relays/ITA/RFA825000.pdf | Przekaźnik termiczny, z wykrywaniem błędu fazy, trójfazowy, kasowanie automatyczne, montaż bezpośredni pod stycznikami BF40 - BF94, 35...50A | http://datasheet.lovatoelectric.com/Motor_protection_relays/POL/RFA825000.pdf | Motor protection relay, phase failure/single-phase sensitive. Three-pole (three-phase), automatic resetting. Direct mounting on BF40 - BF94 contactors, 35...50A | http://datasheet.lovatoelectric.com/Motor_protection_relays/RON/RFA825000.pdf
RFA826500 | RFA829500.jpg | http://datasheet.lovatoelectric.com/Motor_protection_relays/products_images/RFA829500.jpg | Motor protection relay, phase failure/single-phase sensitive. Three-pole (three-phase), automatic resetting. Direct mounting on BF40 - BF94 contactors, 46...65A | http://datasheet.lovatoelectric.com/Motor_protection_relays/ENG/RFA826500.pdf | Relè protezione motore, sensibile alla mancanza fase, ripristino automatico. Montaggio diretto su contattori BF40...BF94, 46...65A | http://datasheet.lovatoelectric.com/Motor_protection_relays/ITA/RFA826500.pdf | Przekaźnik termiczny, z wykrywaniem błędu fazy, trójfazowy, kasowanie automatyczne, montaż bezpośredni pod stycznikami BF40 - BF94, 46...65A | http://datasheet.lovatoelectric.com/Motor_protection_relays/POL/RFA826500.pdf | Motor protection relay, phase failure/single-phase sensitive. Three-pole (three-phase), automatic resetting. Direct mounting on BF40 - BF94 contactors, 46...65A | http://datasheet.lovatoelectric.com/Motor_protection_relays/RON/RFA826500.pdf
RFA828200 | RFA829500.jpg | http://datasheet.lovatoelectric.com/Motor_protection_relays/products_images/RFA829500.jpg | Motor protection relay, phase failure/single-phase sensitive. Three-pole (three-phase), automatic resetting. Direct mounting on BF40 - BF94 contactors, 60...82A | http://datasheet.lovatoelectric.com/Motor_protection_relays/ENG/RFA828200.pdf | Relè protezione motore, sensibile alla mancanza fase, ripristino automatico. Montaggio diretto su contattori BF40...BF94, 60...82A | http://datasheet.lovatoelectric.com/Motor_protection_relays/ITA/RFA828200.pdf | Przekaźnik termiczny, z wykrywaniem błędu fazy, trójfazowy, kasowanie automatyczne, montaż bezpośredni pod stycznikami BF40 - BF94, 60...82A | http://datasheet.lovatoelectric.com/Motor_protection_relays/POL/RFA828200.pdf | Motor protection relay, phase failure/single-phase sensitive. Three-pole (three-phase), automatic resetting. Direct mounting on BF40 - BF94 contactors, 60...82A | http://datasheet.lovatoelectric.com/Motor_protection_relays/RON/RFA828200.pdf
RFA829500 | RFA829500.jpg | http://datasheet.lovatoelectric.com/Motor_protection_relays/products_images/RFA829500.jpg | Motor protection relay, phase failure/single-phase sensitive. Three-pole (three-phase), automatic resetting. Direct mounting on BF40 - BF94 contactors, 70...95A | http://datasheet.lovatoelectric.com/Motor_protection_relays/ENG/RFA829500.pdf | Relè protezione motore, sensibile alla mancanza fase, ripristino automatico. Montaggio diretto su contattori BF40...BF94, 70...95A | http://datasheet.lovatoelectric.com/Motor_protection_relays/ITA/RFA829500.pdf | Przekaźnik termiczny, z wykrywaniem błędu fazy, trójfazowy, kasowanie automatyczne, montaż bezpośredni pod stycznikami BF40 - BF94, 70...95A | http://datasheet.lovatoelectric.com/Motor_protection_relays/POL/RFA829500.pdf | Motor protection relay, phase failure/single-phase sensitive. Three-pole (three-phase), automatic resetting. Direct mounting on BF40 - BF94 contactors, 70...95A | http://datasheet.lovatoelectric.com/Motor_protection_relays/RON/RFA829500.pdf
RFE450200 | RFE453200.jpg | http://datasheet.lovatoelectric.com/Motor_protection_relays/products_images/RFE453200.jpg | Electronic thermal overload relay, phase failure/single-phase sensitive. Three-pole (three-phase), manual or automatic resetting, 0.4...2A | http://datasheet.lovatoelectric.com/Motor_protection_relays/ENG/RFE450200.pdf | Rele' termico elettronico. Sensibile alla mancanza fase, ripristino manuale o automatico, 0,4...2A | http://datasheet.lovatoelectric.com/Motor_protection_relays/ITA/RFE450200.pdf | Elektroniczny przekaźnik przeciążeniowy z wykrywaniem zaniku pojedynczej fazy. Trójfazowy, kasowanie ręczne lub automatyczne, zakres 0,4...2A | http://datasheet.lovatoelectric.com/Motor_protection_relays/POL/RFE450200.pdf | Electronic thermal overload relay, phase failure/single-phase sensitive. Three-pole (three-phase), manual or automatic resetting, 0.4...2A | http://datasheet.lovatoelectric.com/Motor_protection_relays/RON/RFE450200.pdf
RFE450800 | RFE453200.jpg | http://datasheet.lovatoelectric.com/Motor_protection_relays/products_images/RFE453200.jpg | Electronic thermal overload relay, phase failure/single-phase sensitive. Three-pole (three-phase), manual or automatic resetting, 1.6...8A | http://datasheet.lovatoelectric.com/Motor_protection_relays/ENG/RFE450800.pdf | Rele' termico elettronico. Sensibile alla mancanza fase, ripristino manuale o automatico, 1,6...8A | http://datasheet.lovatoelectric.com/Motor_protection_relays/ITA/RFE450800.pdf | Elektroniczny przekaźnik przeciążeniowy z wykrywaniem zaniku pojedynczej fazy. Trójfazowy, kasowanie ręczne lub automatyczne, zakres 1,6...8A | http://datasheet.lovatoelectric.com/Motor_protection_relays/POL/RFE450800.pdf | Electronic thermal overload relay, phase failure/single-phase sensitive. Three-pole (three-phase), manual or automatic resetting, 1.6...8A | http://datasheet.lovatoelectric.com/Motor_protection_relays/RON/RFE450800.pdf
RFE453200 | RFE453200.jpg | http://datasheet.lovatoelectric.com/Motor_protection_relays/products_images/RFE453200.jpg | Electronic thermal overload relay, phase failure/single-phase sensitive. Three-pole (three-phase), manual or automatic resetting, 6.4...32A | http://datasheet.lovatoelectric.com/Motor_protection_relays/ENG/RFE453200.pdf | Rele' termico elettronico. Sensibile alla mancanza fase, ripristino manuale o automatico, 6,4...32A | http://datasheet.lovatoelectric.com/Motor_protection_relays/ITA/RFE453200.pdf | Elektroniczny przekaźnik przeciążeniowy z wykrywaniem zaniku pojedynczej fazy. Trójfazowy, kasowanie ręczne lub automatyczne, zakres 6,4...32A | http://datasheet.lovatoelectric.com/Motor_protection_relays/POL/RFE453200.pdf | Electronic thermal overload relay, phase failure/single-phase sensitive. Three-pole (three-phase), manual or automatic resetting, 6.4...32A | http://datasheet.lovatoelectric.com/Motor_protection_relays/RON/RFE453200.pdf
RFE454500 | RFE453200.jpg | http://datasheet.lovatoelectric.com/Motor_protection_relays/products_images/RFE453200.jpg | Electronic thermal overload relay, phase failure/single-phase sensitive. Three-pole (three-phase), manual or automatic resetting, 9...45A | http://datasheet.lovatoelectric.com/Motor_protection_relays/ENG/RFE454500.pdf | Rele' termico elettronico. Sensibile alla mancanza fase, ripristino manuale o automatico, 9...45A | http://datasheet.lovatoelectric.com/Motor_protection_relays/ITA/RFE454500.pdf | Elektroniczny przekaźnik przeciążeniowy z wykrywaniem zaniku pojedynczej fazy. Trójfazowy, kasowanie ręczne lub automatyczne, zakres 9...45A | http://datasheet.lovatoelectric.com/Motor_protection_relays/POL/RFE454500.pdf | Electronic thermal overload relay, phase failure/single-phase sensitive. Three-pole (three-phase), manual or automatic resetting, 9...45A | http://datasheet.lovatoelectric.com/Motor_protection_relays/RON/RFE454500.pdf
RFN110082 | RFN110095.jpg | http://datasheet.lovatoelectric.com/Motor_protection_relays/products_images/RFN110095.jpg | Motor protection relay, non phase failure/non single-phase sensitive. Three-pole (three-phase), manual resetting. Direct mounting on BF95 - BF150 contactors, 60...82A | http://datasheet.lovatoelectric.com/Motor_protection_relays/ENG/RFN110082.pdf | Relè protezione motore, non sensibile alla mancanza fase, ripristino manuale. Montaggio diretto su contattori BF95...BF150, 60...82A | http://datasheet.lovatoelectric.com/Motor_protection_relays/ITA/RFN110082.pdf | Przekaźnik termiczny, bez wykrywania błędu fazy, trójfazowy, kasowanie ręczne, montaż bezpośredni pod stycznikami BF95 - BF150, 60...82A | http://datasheet.lovatoelectric.com/Motor_protection_relays/POL/RFN110082.pdf | Motor protection relay, non phase failure/non single-phase sensitive. Three-pole (three-phase), manual resetting. Direct mounting on BF95 - BF150 contactors, 60...82A | http://datasheet.lovatoelectric.com/Motor_protection_relays/RON/RFN110082.pdf
RFN110095 | RFN110095.jpg | http://datasheet.lovatoelectric.com/Motor_protection_relays/products_images/RFN110095.jpg | Motor protection relay, non phase failure/non single-phase sensitive. Three-pole (three-phase), manual resetting. Direct mounting on BF95 - BF150 contactors, 70...95A | http://datasheet.lovatoelectric.com/Motor_protection_relays/ENG/RFN110095.pdf | Relè protezione motore, non sensibile alla mancanza fase, ripristino manuale. Montaggio diretto su contattori BF95...BF150, 70...95A | http://datasheet.lovatoelectric.com/Motor_protection_relays/ITA/RFN110095.pdf | Przekaźnik termiczny, bez wykrywania błędu fazy, trójfazowy, kasowanie ręczne, montaż bezpośredni pod stycznikami BF95 - BF150, 70...95A | http://datasheet.lovatoelectric.com/Motor_protection_relays/POL/RFN110095.pdf | Motor protection relay, non phase failure/non single-phase sensitive. Three-pole (three-phase), manual resetting. Direct mounting on BF95 - BF150 contactors, 70...95A | http://datasheet.lovatoelectric.com/Motor_protection_relays/RON/RFN110095.pdf
RFN110110 | RFN110095.jpg | http://datasheet.lovatoelectric.com/Motor_protection_relays/products_images/RFN110095.jpg | Motor protection relay, non phase failure/non single-phase sensitive. Three-pole (three-phase), manual resetting. Direct mounting on BF95 - BF150 contactors, 90...110A | http://datasheet.lovatoelectric.com/Motor_protection_relays/ENG/RFN110110.pdf | Relè protezione motore, non sensibile alla mancanza fase, ripristino manuale. Montaggio diretto su contattori BF95...BF150, 90...110A | http://datasheet.lovatoelectric.com/Motor_protection_relays/ITA/RFN110110.pdf | Przekaźnik termiczny, bez wykrywania błędu fazy, trójfazowy, kasowanie ręczne, montaż bezpośredni pod stycznikami BF95 - BF150, 90...110A | http://datasheet.lovatoelectric.com/Motor_protection_relays/POL/RFN110110.pdf | Motor protection relay, non phase failure/non single-phase sensitive. Three-pole (three-phase), manual resetting. Direct mounting on BF95 - BF150 contactors, 90...110A | http://datasheet.lovatoelectric.com/Motor_protection_relays/RON/RFN110110.pdf
RFN200100 | RF042_2_CO.jpg | http://datasheet.lovatoelectric.com/Motor_protection_relays/products_images/RF042_2_CO.jpg | Motor protection relay, non phase failure/non single-phase sensitive. Three-pole (three-phase), manual or automatic resetting, 60...100A | http://datasheet.lovatoelectric.com/Motor_protection_relays/ENG/RFN200100.pdf | Relè protezione motore, non sensibile alla mancanza fase, ripristino manuale o automatico, 60...100A | http://datasheet.lovatoelectric.com/Motor_protection_relays/ITA/RFN200100.pdf | Przekaźnik termiczny, bez wykrywania błędu fazy, kasowanie ręczne lub automatyczne, montaż niezależny, 60-100A | http://datasheet.lovatoelectric.com/Motor_protection_relays/POL/RFN200100.pdf | Motor protection relay, non phase failure/non single-phase sensitive. Three-pole (three-phase), manual or automatic resetting, 60...100A | http://datasheet.lovatoelectric.com/Motor_protection_relays/RON/RFN200100.pdf
RFN200125 | RF042_2_CO.jpg | http://datasheet.lovatoelectric.com/Motor_protection_relays/products_images/RF042_2_CO.jpg | Motor protection relay, non phase failure/non single-phase sensitive. Three-pole (three-phase), manual or automatic resetting, 75...125A | http://datasheet.lovatoelectric.com/Motor_protection_relays/ENG/RFN200125.pdf | Relè protezione motore, non sensibile alla mancanza fase, ripristino manuale o automatico, 75...125A | http://datasheet.lovatoelectric.com/Motor_protection_relays/ITA/RFN200125.pdf | Przekaźnik termiczny, bez wykrywania błędu fazy, kasowanie ręczne lub automatyczne, montaż niezależny, 75-125A | http://datasheet.lovatoelectric.com/Motor_protection_relays/POL/RFN200125.pdf | Motor protection relay, non phase failure/non single-phase sensitive. Three-pole (three-phase), manual or automatic resetting, 75...125A | http://datasheet.lovatoelectric.com/Motor_protection_relays/RON/RFN200125.pdf
RFN200150 | RF042_2_CO.jpg | http://datasheet.lovatoelectric.com/Motor_protection_relays/products_images/RF042_2_CO.jpg | Motor protection relay, non phase failure/non single-phase sensitive. Three-pole (three-phase), manual or automatic resetting, 90...150A | http://datasheet.lovatoelectric.com/Motor_protection_relays/ENG/RFN200150.pdf | Relè protezione motore, non sensibile alla mancanza fase, ripristino manuale o automatico, 90...150A | http://datasheet.lovatoelectric.com/Motor_protection_relays/ITA/RFN200150.pdf | Przekaźnik termiczny, bez wykrywania błędu fazy, kasowanie ręczne lub automatyczne, montaż niezależny, 90-150A | http://datasheet.lovatoelectric.com/Motor_protection_relays/POL/RFN200150.pdf | Motor protection relay, non phase failure/non single-phase sensitive. Three-pole (three-phase), manual or automatic resetting, 90...150A | http://datasheet.lovatoelectric.com/Motor_protection_relays/RON/RFN200150.pdf
RFN200200 | RF042_2_CO.jpg | http://datasheet.lovatoelectric.com/Motor_protection_relays/products_images/RF042_2_CO.jpg | Motor protection relay, non phase failure/non single-phase sensitive. Three-pole (three-phase), manual or automatic resetting, 120...200A | http://datasheet.lovatoelectric.com/Motor_protection_relays/ENG/RFN200200.pdf | Relè protezione motore, non sensibile alla mancanza fase, ripristino manuale o automatico, 120...200A | http://datasheet.lovatoelectric.com/Motor_protection_relays/ITA/RFN200200.pdf | Przekaźnik termiczny, bez wykrywania błędu fazy, kasowanie ręczne lub automatyczne, montaż niezależny, 120-200A | http://datasheet.lovatoelectric.com/Motor_protection_relays/POL/RFN200200.pdf | Motor protection relay, non phase failure/non single-phase sensitive. Three-pole (three-phase), manual or automatic resetting, 120...200A | http://datasheet.lovatoelectric.com/Motor_protection_relays/RON/RFN200200.pdf
RFN380016 | RFN380650.jpg | http://datasheet.lovatoelectric.com/Motor_protection_relays/products_images/RFN380650.jpg | Motor protection relay, non phase failure/non single-phase sensitive. Three-pole (three-phase), manual or automatic resetting. Direct mounting on BF09 - BF38 contactors, 0.10...0.16A | http://datasheet.lovatoelectric.com/Motor_protection_relays/ENG/RFN380016.pdf | Relè protezione motore, non sensibile alla mancanza fase, ripristino manuale o automatico. Montaggio diretto su contattori BF09...BF38, 0,10...0,16A | http://datasheet.lovatoelectric.com/Motor_protection_relays/ITA/RFN380016.pdf | Przekaźnik termiczny, bez wykrywania błędu fazy, trójfazowy, kasowanie ręczne lub automatyczne, montaż bezpośredni pod stycznikami BF09...BF38, 0.10...0.16A | http://datasheet.lovatoelectric.com/Motor_protection_relays/POL/RFN380016.pdf | Motor protection relay, non phase failure/non single-phase sensitive. Three-pole (three-phase), manual or automatic resetting. Direct mounting on BF09 - BF38 contactors, 0.10...0.16A | http://datasheet.lovatoelectric.com/Motor_protection_relays/RON/RFN380016.pdf
RFN380025 | RFN380650.jpg | http://datasheet.lovatoelectric.com/Motor_protection_relays/products_images/RFN380650.jpg | Motor protection relay, non phase failure/non single-phase sensitive. Three-pole (three-phase), manual or automatic resetting. Direct mounting on BF09 - BF38 contactors, 0.16...0.25A | http://datasheet.lovatoelectric.com/Motor_protection_relays/ENG/RFN380025.pdf | Relè protezione motore, non sensibile alla mancanza fase, ripristino manuale o automatico. Montaggio diretto su contattori BF09...BF38, 0,16...0,25A | http://datasheet.lovatoelectric.com/Motor_protection_relays/ITA/RFN380025.pdf | Przekaźnik termiczny, bez wykrywania błędu fazy, trójfazowy, kasowanie ręczne lub automatyczne, montaż bezpośredni pod stycznikami BF09...BF38, 0.16...0.25A | http://datasheet.lovatoelectric.com/Motor_protection_relays/POL/RFN380025.pdf | Motor protection relay, non phase failure/non single-phase sensitive. Three-pole (three-phase), manual or automatic resetting. Direct mounting on BF09 - BF38 contactors, 0.16...0.25A | http://datasheet.lovatoelectric.com/Motor_protection_relays/RON/RFN380025.pdf
RFN380040 | RFN380650.jpg | http://datasheet.lovatoelectric.com/Motor_protection_relays/products_images/RFN380650.jpg | Motor protection relay, non phase failure/non single-phase sensitive. Three-pole (three-phase), manual or automatic resetting. Direct mounting on BF09 - BF38 contactors, 0.25...0.40A | http://datasheet.lovatoelectric.com/Motor_protection_relays/ENG/RFN380040.pdf | Relè protezione motore, non sensibile alla mancanza fase, ripristino manuale o automatico. Montaggio diretto su contattori BF09...BF38, 0,25...0,40A | http://datasheet.lovatoelectric.com/Motor_protection_relays/ITA/RFN380040.pdf | Przekaźnik termiczny, bez wykrywania błędu fazy, trójfazowy, kasowanie ręczne lub automatyczne, montaż bezpośredni pod stycznikami BF09...BF38, 0.25...0.40A | http://datasheet.lovatoelectric.com/Motor_protection_relays/POL/RFN380040.pdf | Motor protection relay, non phase failure/non single-phase sensitive. Three-pole (three-phase), manual or automatic resetting. Direct mounting on BF09 - BF38 contactors, 0.25...0.40A | http://datasheet.lovatoelectric.com/Motor_protection_relays/RON/RFN380040.pdf
RFN380063 | RFN380650.jpg | http://datasheet.lovatoelectric.com/Motor_protection_relays/products_images/RFN380650.jpg | Motor protection relay, non phase failure/non single-phase sensitive. Three-pole (three-phase), manual or automatic resetting. Direct mounting on BF09 - BF38 contactors, 0.40...0.63A | http://datasheet.lovatoelectric.com/Motor_protection_relays/ENG/RFN380063.pdf | Relè protezione motore, non sensibile alla mancanza fase, ripristino manuale o automatico. Montaggio diretto su contattori BF09...BF38, 0,40...0,63A | http://datasheet.lovatoelectric.com/Motor_protection_relays/ITA/RFN380063.pdf | Przekaźnik termiczny, bez wykrywania błędu fazy, trójfazowy, kasowanie ręczne lub automatyczne, montaż bezpośredni pod stycznikami BF09...BF38, 0.40...0.63A | http://datasheet.lovatoelectric.com/Motor_protection_relays/POL/RFN380063.pdf | Motor protection relay, non phase failure/non single-phase sensitive. Three-pole (three-phase), manual or automatic resetting. Direct mounting on BF09 - BF38 contactors, 0.40...0.63A | http://datasheet.lovatoelectric.com/Motor_protection_relays/RON/RFN380063.pdf
RFN380100 | RFN380650.jpg | http://datasheet.lovatoelectric.com/Motor_protection_relays/products_images/RFN380650.jpg | Motor protection relay, non phase failure/non single-phase sensitive. Three-pole (three-phase), manual or automatic resetting. Direct mounting on BF09 - BF38 contactors, 0.63...1A | http://datasheet.lovatoelectric.com/Motor_protection_relays/ENG/RFN380100.pdf | Relè protezione motore, non sensibile alla mancanza fase, ripristino manuale o automatico. Montaggio diretto su contattori BF09...BF38, 0,63...1A | http://datasheet.lovatoelectric.com/Motor_protection_relays/ITA/RFN380100.pdf | Przekaźnik termiczny, bez wykrywania błędu fazy, trójfazowy, kasowanie ręczne lub automatyczne, montaż bezpośredni pod stycznikami BF09...BF38, 0.63...1A | http://datasheet.lovatoelectric.com/Motor_protection_relays/POL/RFN380100.pdf | Motor protection relay, non phase failure/non single-phase sensitive. Three-pole (three-phase), manual or automatic resetting. Direct mounting on BF09 - BF38 contactors, 0.63...1A | http://datasheet.lovatoelectric.com/Motor_protection_relays/RON/RFN380100.pdf
RFN380160 | RFN380650.jpg | http://datasheet.lovatoelectric.com/Motor_protection_relays/products_images/RFN380650.jpg | Motor protection relay, non phase failure/non single-phase sensitive. Three-pole (three-phase), manual or automatic resetting. Direct mounting on BF09 - BF38 contactors, 1...1.6A | http://datasheet.lovatoelectric.com/Motor_protection_relays/ENG/RFN380160.pdf | Relè protezione motore, non sensibile alla mancanza fase, ripristino manuale o automatico. Montaggio diretto su contattori BF09...BF38, 1...1,6A | http://datasheet.lovatoelectric.com/Motor_protection_relays/ITA/RFN380160.pdf | Przekaźnik termiczny, bez wykrywania błędu fazy, trójfazowy, kasowanie ręczne lub automatyczne, montaż bezpośredni pod stycznikami BF09...BF38, 1...1.6A | http://datasheet.lovatoelectric.com/Motor_protection_relays/POL/RFN380160.pdf | Motor protection relay, non phase failure/non single-phase sensitive. Three-pole (three-phase), manual or automatic resetting. Direct mounting on BF09 - BF38 contactors, 1...1.6A | http://datasheet.lovatoelectric.com/Motor_protection_relays/RON/RFN380160.pdf
RFN380250 | RFN380650.jpg | http://datasheet.lovatoelectric.com/Motor_protection_relays/products_images/RFN380650.jpg | Motor protection relay, non phase failure/non single-phase sensitive. Three-pole (three-phase), manual or automatic resetting. Direct mounting on BF09 - BF38 contactors, 1.6...2.5A | http://datasheet.lovatoelectric.com/Motor_protection_relays/ENG/RFN380250.pdf | Relè protezione motore, non sensibile alla mancanza fase, ripristino manuale o automatico. Montaggio diretto su contattori BF09...BF38, 1,6...2,5A | http://datasheet.lovatoelectric.com/Motor_protection_relays/ITA/RFN380250.pdf | Przekaźnik termiczny, bez wykrywania błędu fazy, trójfazowy, kasowanie ręczne lub automatyczne, montaż bezpośredni pod stycznikami BF09...BF38, 1.6...2.5A | http://datasheet.lovatoelectric.com/Motor_protection_relays/POL/RFN380250.pdf | Motor protection relay, non phase failure/non single-phase sensitive. Three-pole (three-phase), manual or automatic resetting. Direct mounting on BF09 - BF38 contactors, 1.6...2.5A | http://datasheet.lovatoelectric.com/Motor_protection_relays/RON/RFN380250.pdf
RFN380400 | RFN380650.jpg | http://datasheet.lovatoelectric.com/Motor_protection_relays/products_images/RFN380650.jpg | Motor protection relay, non phase failure/non single-phase sensitive. Three-pole (three-phase), manual or automatic resetting. Direct mounting on BF09 - BF38 contactors, 2.5...4A | http://datasheet.lovatoelectric.com/Motor_protection_relays/ENG/RFN380400.pdf | Relè protezione motore, non sensibile alla mancanza fase, ripristino manuale o automatico. Montaggio diretto su contattori BF09...BF38, 2,5...4A | http://datasheet.lovatoelectric.com/Motor_protection_relays/ITA/RFN380400.pdf | Przekaźnik termiczny, bez wykrywania błędu fazy, trójfazowy, kasowanie ręczne lub automatyczne, montaż bezpośredni pod stycznikami BF09...BF38, 2.5...4A | http://datasheet.lovatoelectric.com/Motor_protection_relays/POL/RFN380400.pdf | Motor protection relay, non phase failure/non single-phase sensitive. Three-pole (three-phase), manual or automatic resetting. Direct mounting on BF09 - BF38 contactors, 2.5...4A | http://datasheet.lovatoelectric.com/Motor_protection_relays/RON/RFN380400.pdf
RFN380650 | RFN380650.jpg | http://datasheet.lovatoelectric.com/Motor_protection_relays/products_images/RFN380650.jpg | Motor protection relay, non phase failure/non single-phase sensitive. Three-pole (three-phase), manual or automatic resetting. Direct mounting on BF09 - BF38 contactors, 4...6.5A | http://datasheet.lovatoelectric.com/Motor_protection_relays/ENG/RFN380650.pdf | Relè protezione motore, non sensibile alla mancanza fase, ripristino manuale o automatico. Montaggio diretto su contattori BF09...BF38, 4...6,5A | http://datasheet.lovatoelectric.com/Motor_protection_relays/ITA/RFN380650.pdf | Przekaźnik termiczny, bez wykrywania błędu fazy, trójfazowy, kasowanie ręczne lub automatyczne, montaż bezpośredni pod stycznikami BF09...BF38, 4...6.5A | http://datasheet.lovatoelectric.com/Motor_protection_relays/POL/RFN380650.pdf | Motor protection relay, non phase failure/non single-phase sensitive. Three-pole (three-phase), manual or automatic resetting. Direct mounting on BF09 - BF38 contactors, 4...6.5A | http://datasheet.lovatoelectric.com/Motor_protection_relays/RON/RFN380650.pdf
RFN381000 | RF038_1_CO.jpg | http://datasheet.lovatoelectric.com/Motor_protection_relays/products_images/RF038_1_CO.jpg | Motor protection relay, non phase failure/non single-phase sensitive. Three-pole (three-phase), manual or automatic resetting. Direct mounting on BF09 - BF38 contactors, 6.3...10A | http://datasheet.lovatoelectric.com/Motor_protection_relays/ENG/RFN381000.pdf | Relè protezione motore, non sensibile alla mancanza fase, ripristino manuale o automatico. Montaggio diretto su contattori BF09...BF38, 6,3...10A | http://datasheet.lovatoelectric.com/Motor_protection_relays/ITA/RFN381000.pdf | Przekaźnik termiczny, bez wykrywania błędu fazy, trójfazowy, kasowanie ręczne lub automatyczne, montaż bezpośredni pod stycznikami BF09...BF38, 6.3...10A | http://datasheet.lovatoelectric.com/Motor_protection_relays/POL/RFN381000.pdf | Motor protection relay, non phase failure/non single-phase sensitive. Three-pole (three-phase), manual or automatic resetting. Direct mounting on BF09 - BF38 contactors, 6.3...10A | http://datasheet.lovatoelectric.com/Motor_protection_relays/RON/RFN381000.pdf
RFN381400 | RFN381400.jpg | http://datasheet.lovatoelectric.com/Motor_protection_relays/products_images/RFN381400.jpg | Motor protection relay, non phase failure/non single-phase sensitive. Three-pole (three-phase), manual or automatic resetting. Direct mounting on BF09 - BF38 contactors, 9...14A | http://datasheet.lovatoelectric.com/Motor_protection_relays/ENG/RFN381400.pdf | Relè protezione motore, non sensibile alla mancanza fase, ripristino manuale o automatico. Montaggio diretto su contattori BF09...BF38, 9...14A | http://datasheet.lovatoelectric.com/Motor_protection_relays/ITA/RFN381400.pdf | Przekaźnik termiczny, bez wykrywania błędu fazy, trójfazowy, kasowanie ręczne lub automatyczne, montaż bezpośredni pod stycznikami BF09...BF38, 9...14A | http://datasheet.lovatoelectric.com/Motor_protection_relays/POL/RFN381400.pdf | Motor protection relay, non phase failure/non single-phase sensitive. Three-pole (three-phase), manual or automatic resetting. Direct mounting on BF09 - BF38 contactors, 9...14A | http://datasheet.lovatoelectric.com/Motor_protection_relays/RON/RFN381400.pdf
RFN381800 | RF038_1_CO.jpg | http://datasheet.lovatoelectric.com/Motor_protection_relays/products_images/RF038_1_CO.jpg | Motor protection relay, non phase failure/non single-phase sensitive. Three-pole (three-phase), manual or automatic resetting. Direct mounting on BF09 - BF38 contactors, 13...18A | http://datasheet.lovatoelectric.com/Motor_protection_relays/ENG/RFN381800.pdf | Relè protezione motore, non sensibile alla mancanza fase, ripristino manuale o automatico. Montaggio diretto su contattori BF09...BF38, 13...18A | http://datasheet.lovatoelectric.com/Motor_protection_relays/ITA/RFN381800.pdf | Przekaźnik termiczny, bez wykrywania błędu fazy, trójfazowy, kasowanie ręczne lub automatyczne, montaż bezpośredni pod stycznikami BF09...BF38, 13...18A | http://datasheet.lovatoelectric.com/Motor_protection_relays/POL/RFN381800.pdf | Motor protection relay, non phase failure/non single-phase sensitive. Three-pole (three-phase), manual or automatic resetting. Direct mounting on BF09 - BF38 contactors, 13...18A | http://datasheet.lovatoelectric.com/Motor_protection_relays/RON/RFN381800.pdf
RFN382300 | RF038_1_CO.jpg | http://datasheet.lovatoelectric.com/Motor_protection_relays/products_images/RF038_1_CO.jpg | Motor protection relay, non phase failure/non single-phase sensitive. Three-pole (three-phase), manual or automatic resetting. Direct mounting on BF09 - BF38 contactors, 17...23A | http://datasheet.lovatoelectric.com/Motor_protection_relays/ENG/RFN382300.pdf | Relè protezione motore, non sensibile alla mancanza fase, ripristino manuale o automatico. Montaggio diretto su contattori BF09...BF38, 17...23A | http://datasheet.lovatoelectric.com/Motor_protection_relays/ITA/RFN382300.pdf | Przekaźnik termiczny, bez wykrywania błędu fazy, trójfazowy, kasowanie ręczne lub automatyczne, montaż bezpośredni pod stycznikami BF09...BF38, 17...23A | http://datasheet.lovatoelectric.com/Motor_protection_relays/POL/RFN382300.pdf | Motor protection relay, non phase failure/non single-phase sensitive. Three-pole (three-phase), manual or automatic resetting. Direct mounting on BF09 - BF38 contactors, 17...23A | http://datasheet.lovatoelectric.com/Motor_protection_relays/RON/RFN382300.pdf
RFN382500 | RF038_1_CO.jpg | http://datasheet.lovatoelectric.com/Motor_protection_relays/products_images/RF038_1_CO.jpg | Motor protection relay, non phase failure/non single-phase sensitive. Three-pole (three-phase), manual or automatic resetting. Direct mounting on BF09 - BF38 contactors, 20...25A | http://datasheet.lovatoelectric.com/Motor_protection_relays/ENG/RFN382500.pdf | Relè protezione motore, non sensibile alla mancanza fase, ripristino manuale o automatico. Montaggio diretto su contattori BF09...BF38, 20...25A | http://datasheet.lovatoelectric.com/Motor_protection_relays/ITA/RFN382500.pdf | Przekaźnik termiczny, bez wykrywania błędu fazy, trójfazowy, kasowanie ręczne lub automatyczne, montaż bezpośredni pod stycznikami BF09...BF38, 20...25A | http://datasheet.lovatoelectric.com/Motor_protection_relays/POL/RFN382500.pdf | Motor protection relay, non phase failure/non single-phase sensitive. Three-pole (three-phase), manual or automatic resetting. Direct mounting on BF09 - BF38 contactors, 20...25A | http://datasheet.lovatoelectric.com/Motor_protection_relays/RON/RFN382500.pdf
RFN383200 | RF038_1_CO.jpg | http://datasheet.lovatoelectric.com/Motor_protection_relays/products_images/RF038_1_CO.jpg | Motor protection relay, non phase failure/non single-phase sensitive. Three-pole (three-phase), manual or automatic resetting. Direct mounting on BF09 - BF38 contactors, 24...32A | http://datasheet.lovatoelectric.com/Motor_protection_relays/ENG/RFN383200.pdf | Relè protezione motore, non sensibile alla mancanza fase, ripristino manuale o automatico. Montaggio diretto su contattori BF09...BF38, 24...32A | http://datasheet.lovatoelectric.com/Motor_protection_relays/ITA/RFN383200.pdf | Przekaźnik termiczny, bez wykrywania błędu fazy, trójfazowy, kasowanie ręczne lub automatyczne, montaż bezpośredni pod stycznikami BF09...BF38, 24...32A | http://datasheet.lovatoelectric.com/Motor_protection_relays/POL/RFN383200.pdf | Motor protection relay, non phase failure/non single-phase sensitive. Three-pole (three-phase), manual or automatic resetting. Direct mounting on BF09 - BF38 contactors, 24...32A | http://datasheet.lovatoelectric.com/Motor_protection_relays/RON/RFN383200.pdf
RFN383800 | RF038_1_CO.jpg | http://datasheet.lovatoelectric.com/Motor_protection_relays/products_images/RF038_1_CO.jpg | Motor protection relay, non phase failure/non single-phase sensitive. Three-pole (three-phase), manual or automatic resetting. Direct mounting on BF09 - BF38 contactors, 32...38A | http://datasheet.lovatoelectric.com/Motor_protection_relays/ENG/RFN383800.pdf | Relè protezione motore, non sensibile alla mancanza fase, ripristino manuale o automatico. Montaggio diretto su contattori BF09...BF38, 32...38A | http://datasheet.lovatoelectric.com/Motor_protection_relays/ITA/RFN383800.pdf | Przekaźnik termiczny, bez wykrywania błędu fazy, trójfazowy, kasowanie ręczne lub automatyczne, montaż bezpośredni pod stycznikami BF09...BF38, 32...38A | http://datasheet.lovatoelectric.com/Motor_protection_relays/POL/RFN383800.pdf | Motor protection relay, non phase failure/non single-phase sensitive. Three-pole (three-phase), manual or automatic resetting. Direct mounting on BF09 - BF38 contactors, 32...38A | http://datasheet.lovatoelectric.com/Motor_protection_relays/RON/RFN383800.pdf
RFN420250 | RF042_2_CO.jpg | http://datasheet.lovatoelectric.com/Motor_protection_relays/products_images/RF042_2_CO.jpg | Motor protection relay, non phase failure/non single-phase sensitive. Three-pole (three-phase), manual or automatic resetting, 150...250A | http://datasheet.lovatoelectric.com/Motor_protection_relays/ENG/RFN420250.pdf | Relè protezione motore, non sensibile alla mancanza fase, ripristino manuale o automatico, 150...250A | http://datasheet.lovatoelectric.com/Motor_protection_relays/ITA/RFN420250.pdf | Przekaźnik termiczny, bez wykrywania błędu fazy, kasowanie ręczne lub automatyczne, montaż niezależny, 150-250A | http://datasheet.lovatoelectric.com/Motor_protection_relays/POL/RFN420250.pdf | Motor protection relay, non phase failure/non single-phase sensitive. Three-pole (three-phase), manual or automatic resetting, 150...250A | http://datasheet.lovatoelectric.com/Motor_protection_relays/RON/RFN420250.pdf
RFN420300 | RF042_2_CO.jpg | http://datasheet.lovatoelectric.com/Motor_protection_relays/products_images/RF042_2_CO.jpg | Motor protection relay, non phase failure/non single-phase sensitive. Three-pole (three-phase), manual or automatic resetting, 180...300A | http://datasheet.lovatoelectric.com/Motor_protection_relays/ENG/RFN420300.pdf | Relè protezione motore, non sensibile alla mancanza fase, ripristino manuale o automatico, 180...300A | http://datasheet.lovatoelectric.com/Motor_protection_relays/ITA/RFN420300.pdf | Przekaźnik termiczny, bez wykrywania błędu fazy, kasowanie ręczne lub automatyczne, montaż niezależny, 180-300A | http://datasheet.lovatoelectric.com/Motor_protection_relays/POL/RFN420300.pdf | Motor protection relay, non phase failure/non single-phase sensitive. Three-pole (three-phase), manual or automatic resetting, 180...300A | http://datasheet.lovatoelectric.com/Motor_protection_relays/RON/RFN420300.pdf
RFN420420 | RF042_2_CO.jpg | http://datasheet.lovatoelectric.com/Motor_protection_relays/products_images/RF042_2_CO.jpg | Motor protection relay, non phase failure/non single-phase sensitive. Three-pole (three-phase), manual or automatic resetting, 250...420A | http://datasheet.lovatoelectric.com/Motor_protection_relays/ENG/RFN420420.pdf | Relè protezione motore, non sensibile alla mancanza fase, ripristino manuale o automatico, 250...420A | http://datasheet.lovatoelectric.com/Motor_protection_relays/ITA/RFN420420.pdf | Przekaźnik termiczny, bez wykrywania błędu fazy, kasowanie ręczne lub automatyczne, montaż niezależny, 250-420A | http://datasheet.lovatoelectric.com/Motor_protection_relays/POL/RFN420420.pdf | Motor protection relay, non phase failure/non single-phase sensitive. Three-pole (three-phase), manual or automatic resetting, 250...420A | http://datasheet.lovatoelectric.com/Motor_protection_relays/RON/RFN420420.pdf
RFN824200 | RF823300.jpg | http://datasheet.lovatoelectric.com/Motor_protection_relays/products_images/RF823300.jpg | Motor protection relay, non phase failure/non single-phase sensitive. Three-pole (three-phase), manual resetting. Direct mounting on BF40 - BF94 contactors, 28...42A | http://datasheet.lovatoelectric.com/Motor_protection_relays/ENG/RFN824200.pdf | Relè protezione motore, non sensibile alla mancanza fase, ripristino manuale. Montaggio diretto su contattori BF40...BF94, 28...42A | http://datasheet.lovatoelectric.com/Motor_protection_relays/ITA/RFN824200.pdf | Przekaźnik termiczny 28-42A, do styczników BF40-94, kasowanie ręczne, bez wykrywania błędu fazy | http://datasheet.lovatoelectric.com/Motor_protection_relays/POL/RFN824200.pdf | Motor protection relay, non phase failure/non single-phase sensitive. Three-pole (three-phase), manual resetting. Direct mounting on BF40 - BF94 contactors, 28...42A | http://datasheet.lovatoelectric.com/Motor_protection_relays/RON/RFN824200.pdf
RFN825000 | RF823300.jpg | http://datasheet.lovatoelectric.com/Motor_protection_relays/products_images/RF823300.jpg | Motor protection relay, non phase failure/non single-phase sensitive. Three-pole (three-phase), manual resetting. Direct mounting on BF40 - BF94 contactors, 35...50A | http://datasheet.lovatoelectric.com/Motor_protection_relays/ENG/RFN825000.pdf | Relè protezione motore, non sensibile alla mancanza fase, ripristino manuale. Montaggio diretto su contattori BF40...BF94, 35...50A | http://datasheet.lovatoelectric.com/Motor_protection_relays/ITA/RFN825000.pdf | Przekaźnik termiczny 30-55A, do styczników BF40-94, kasowanie ręczne, bez wykrywania błędu fazy | http://datasheet.lovatoelectric.com/Motor_protection_relays/POL/RFN825000.pdf | Motor protection relay, non phase failure/non single-phase sensitive. Three-pole (three-phase), manual resetting. Direct mounting on BF40 - BF94 contactors, 35...50A | http://datasheet.lovatoelectric.com/Motor_protection_relays/RON/RFN825000.pdf
RFN826500 | RF823300.jpg | http://datasheet.lovatoelectric.com/Motor_protection_relays/products_images/RF823300.jpg | Motor protection relay, non phase failure/non single-phase sensitive. Three-pole (three-phase), manual resetting. Direct mounting on BF40 - BF94 contactors, 46...65A | http://datasheet.lovatoelectric.com/Motor_protection_relays/ENG/RFN826500.pdf | Relè protezione motore, non sensibile alla mancanza fase, ripristino manuale. Montaggio diretto su contattori BF40...BF94, 46...65A | http://datasheet.lovatoelectric.com/Motor_protection_relays/ITA/RFN826500.pdf | Przekaźnik termiczny 46-65A, do styczników BF40-94, kasowanie ręczne, bez wykrywania błędu fazy | http://datasheet.lovatoelectric.com/Motor_protection_relays/POL/RFN826500.pdf | Motor protection relay, non phase failure/non single-phase sensitive. Three-pole (three-phase), manual resetting. Direct mounting on BF40 - BF94 contactors, 46...65A | http://datasheet.lovatoelectric.com/Motor_protection_relays/RON/RFN826500.pdf
RFN828200 | RF823300.jpg | http://datasheet.lovatoelectric.com/Motor_protection_relays/products_images/RF823300.jpg | Motor protection relay, non phase failure/non single-phase sensitive. Three-pole (three-phase), manual resetting. Direct mounting on BF40 - BF94 contactors, 60...82A | http://datasheet.lovatoelectric.com/Motor_protection_relays/ENG/RFN828200.pdf | Relè protezione motore, non sensibile alla mancanza fase, ripristino manuale. Montaggio diretto su contattori BF40...BF94, 60...82A | http://datasheet.lovatoelectric.com/Motor_protection_relays/ITA/RFN828200.pdf | Przekaźnik termiczny 60-82A, do styczników BF40-94, kasowanie ręczne, bez wykrywania błędu fazy | http://datasheet.lovatoelectric.com/Motor_protection_relays/POL/RFN828200.pdf | Motor protection relay, non phase failure/non single-phase sensitive. Three-pole (three-phase), manual resetting. Direct mounting on BF40 - BF94 contactors, 60...82A | http://datasheet.lovatoelectric.com/Motor_protection_relays/RON/RFN828200.pdf
RFN829500 | RFN829500.jpg | http://datasheet.lovatoelectric.com/Motor_protection_relays/products_images/RFN829500.jpg | Motor protection relay, non phase failure/non single-phase sensitive. Three-pole (three-phase), manual resetting. Direct mounting on BF40 - BF94 contactors, 70...95A | http://datasheet.lovatoelectric.com/Motor_protection_relays/ENG/RFN829500.pdf | Relè protezione motore, non sensibile alla mancanza fase, ripristino manuale. Montaggio diretto su contattori BF40...BF94, 70...95A | http://datasheet.lovatoelectric.com/Motor_protection_relays/ITA/RFN829500.pdf | Przekaźnik termiczny 70-95A, do styczników BF40-94, kasowanie ręczne, bez wykrywania błędu fazy | http://datasheet.lovatoelectric.com/Motor_protection_relays/POL/RFN829500.pdf | Motor protection relay, non phase failure/non single-phase sensitive. Three-pole (three-phase), manual resetting. Direct mounting on BF40 - BF94 contactors, 70...95A | http://datasheet.lovatoelectric.com/Motor_protection_relays/RON/RFN829500.pdf
RFNA110082 | RFNA110082.jpg | http://datasheet.lovatoelectric.com/Motor_protection_relays/products_images/RFNA110082.jpg | Motor protection relay, non phase failure/non single-phase sensitive. Three-pole (three-phase), automatic resetting. Direct mounting on BF95 - BF150 contactors, 60...82A | http://datasheet.lovatoelectric.com/Motor_protection_relays/ENG/RFNA110082.pdf | Relè protezione motore, non sensibile alla mancanza fase, ripristino automatico. Montaggio diretto su contattori BF95...BF150, 60...82A | http://datasheet.lovatoelectric.com/Motor_protection_relays/ITA/RFNA110082.pdf | Przekaźnik termiczny, bez wykrywania błędu fazy, trójfazowy, kasowanie automatyczne, montaż bezpośredni pod stycznikami BF95 - BF150, 60...82A | http://datasheet.lovatoelectric.com/Motor_protection_relays/POL/RFNA110082.pdf | Motor protection relay, non phase failure/non single-phase sensitive. Three-pole (three-phase), automatic resetting. Direct mounting on BF95 - BF150 contactors, 60...82A | http://datasheet.lovatoelectric.com/Motor_protection_relays/RON/RFNA110082.pdf
RFNA110095 | RFNA110095.jpg | http://datasheet.lovatoelectric.com/Motor_protection_relays/products_images/RFNA110095.jpg | Motor protection relay, non phase failure/non single-phase sensitive. Three-pole (three-phase), automatic resetting. Direct mounting on BF95 - BF150 contactors, 70...95A | http://datasheet.lovatoelectric.com/Motor_protection_relays/ENG/RFNA110095.pdf | Relè protezione motore, non sensibile alla mancanza fase, ripristino automatico. Montaggio diretto su contattori BF95...BF150, 70...95A | http://datasheet.lovatoelectric.com/Motor_protection_relays/ITA/RFNA110095.pdf | Przekaźnik termiczny, bez wykrywania błędu fazy, trójfazowy, kasowanie automatyczne, montaż bezpośredni pod stycznikami BF95 - BF150, 70...95A | http://datasheet.lovatoelectric.com/Motor_protection_relays/POL/RFNA110095.pdf | Motor protection relay, non phase failure/non single-phase sensitive. Three-pole (three-phase), automatic resetting. Direct mounting on BF95 - BF150 contactors, 70...95A | http://datasheet.lovatoelectric.com/Motor_protection_relays/RON/RFNA110095.pdf
RFNA110110 | RFNA110082.jpg | http://datasheet.lovatoelectric.com/Motor_protection_relays/products_images/RFNA110082.jpg | Motor protection relay, non phase failure/non single-phase sensitive. Three-pole (three-phase), automatic resetting. Direct mounting on BF95 - BF150 contactors, 90...110A | http://datasheet.lovatoelectric.com/Motor_protection_relays/ENG/RFNA110110.pdf | Relè protezione motore, non sensibile alla mancanza fase, ripristino automatico. Montaggio diretto su contattori BF95...BF150, 90...110A | http://datasheet.lovatoelectric.com/Motor_protection_relays/ITA/RFNA110110.pdf | Przekaźnik termiczny, bez wykrywania błędu fazy, trójfazowy, kasowanie automatyczne, montaż bezpośredni pod stycznikami BF95 - BF150, 90...110A | http://datasheet.lovatoelectric.com/Motor_protection_relays/POL/RFNA110110.pdf | Motor protection relay, non phase failure/non single-phase sensitive. Three-pole (three-phase), automatic resetting. Direct mounting on BF95 - BF150 contactors, 90...110A | http://datasheet.lovatoelectric.com/Motor_protection_relays/RON/RFNA110110.pdf
RFNA824200 | RFNA828200.jpg | http://datasheet.lovatoelectric.com/Motor_protection_relays/products_images/RFNA828200.jpg | Motor protection relay, non phase failure/non single-phase sensitive. Three-pole (three-phase), automatic resetting. Direct mounting on BF40 - BF94 contactors, 28...42A | http://datasheet.lovatoelectric.com/Motor_protection_relays/ENG/RFNA824200.pdf | Relè protezione motore, non sensibile alla mancanza fase, ripristino automatico. Montaggio diretto su contattori BF40...BF94, 28...42A | http://datasheet.lovatoelectric.com/Motor_protection_relays/ITA/RFNA824200.pdf | Przekaźnik termiczny 28-42A, do styczników BF40-94, kasowanie automatyczne, bez wykrywania błędu fazy | http://datasheet.lovatoelectric.com/Motor_protection_relays/POL/RFNA824200.pdf | Motor protection relay, non phase failure/non single-phase sensitive. Three-pole (three-phase), automatic resetting. Direct mounting on BF40 - BF94 contactors, 28...42A | http://datasheet.lovatoelectric.com/Motor_protection_relays/RON/RFNA824200.pdf
RFNA825000 | RFNA828200.jpg | http://datasheet.lovatoelectric.com/Motor_protection_relays/products_images/RFNA828200.jpg | Motor protection relay, non phase failure/non single-phase sensitive. Three-pole (three-phase), automatic resetting. Direct mounting on BF40 - BF94 contactors, 35...50A | http://datasheet.lovatoelectric.com/Motor_protection_relays/ENG/RFNA825000.pdf | Relè protezione motore, non sensibile alla mancanza fase, ripristino automatico. Montaggio diretto su contattori BF40...BF94, 35...50A | http://datasheet.lovatoelectric.com/Motor_protection_relays/ITA/RFNA825000.pdf | Przekaźnik termiczny 30-55A, do styczników BF40-94, kasowanie automatyczne, bez wykrywania błędu fazy | http://datasheet.lovatoelectric.com/Motor_protection_relays/POL/RFNA825000.pdf | Motor protection relay, non phase failure/non single-phase sensitive. Three-pole (three-phase), automatic resetting. Direct mounting on BF40 - BF94 contactors, 35...50A | http://datasheet.lovatoelectric.com/Motor_protection_relays/RON/RFNA825000.pdf
RFNA826500 | RFNA828200.jpg | http://datasheet.lovatoelectric.com/Motor_protection_relays/products_images/RFNA828200.jpg | Motor protection relay, non phase failure/non single-phase sensitive. Three-pole (three-phase), automatic resetting. Direct mounting on BF40 - BF94 contactors, 46...65A | http://datasheet.lovatoelectric.com/Motor_protection_relays/ENG/RFNA826500.pdf | Relè protezione motore, non sensibile alla mancanza fase, ripristino automatico. Montaggio diretto su contattori BF40...BF94, 46...65A | http://datasheet.lovatoelectric.com/Motor_protection_relays/ITA/RFNA826500.pdf | Przekaźnik termiczny 46-65A, do styczników BF40-94, kasowanie automatyczne, bez wykrywania błędu fazy | http://datasheet.lovatoelectric.com/Motor_protection_relays/POL/RFNA826500.pdf | Motor protection relay, non phase failure/non single-phase sensitive. Three-pole (three-phase), automatic resetting. Direct mounting on BF40 - BF94 contactors, 46...65A | http://datasheet.lovatoelectric.com/Motor_protection_relays/RON/RFNA826500.pdf
RFNA828200 | RFNA828200.jpg | http://datasheet.lovatoelectric.com/Motor_protection_relays/products_images/RFNA828200.jpg | Motor protection relay, non phase failure/non single-phase sensitive. Three-pole (three-phase), automatic resetting. Direct mounting on BF40 - BF94 contactors, 60...82A | http://datasheet.lovatoelectric.com/Motor_protection_relays/ENG/RFNA828200.pdf | Relè protezione motore, non sensibile alla mancanza fase, ripristino automatico. Montaggio diretto su contattori BF40...BF94, 60...82A | http://datasheet.lovatoelectric.com/Motor_protection_relays/ITA/RFNA828200.pdf | Przekaźnik termiczny 60-82A, do styczników BF40-94, kasowanie automatyczne, bez wykrywania błędu fazy | http://datasheet.lovatoelectric.com/Motor_protection_relays/POL/RFNA828200.pdf | Motor protection relay, non phase failure/non single-phase sensitive. Three-pole (three-phase), automatic resetting. Direct mounting on BF40 - BF94 contactors, 60...82A | http://datasheet.lovatoelectric.com/Motor_protection_relays/RON/RFNA828200.pdf
RFNA829500 | RFNA828200.jpg | http://datasheet.lovatoelectric.com/Motor_protection_relays/products_images/RFNA828200.jpg | Motor protection relay, non phase failure/non single-phase sensitive. Three-pole (three-phase), automatic resetting. Direct mounting on BF40 - BF94 contactors, 70...95A | http://datasheet.lovatoelectric.com/Motor_protection_relays/ENG/RFNA829500.pdf | Relè protezione motore, non sensibile alla mancanza fase, ripristino automatico. Montaggio diretto su contattori BF40...BF94, 70...95A | http://datasheet.lovatoelectric.com/Motor_protection_relays/ITA/RFNA829500.pdf | Przekaźnik termiczny 70-95A, do styczników BF40-94, kasowanie automatyczne, bez wykrywania błędu fazy | http://datasheet.lovatoelectric.com/Motor_protection_relays/POL/RFNA829500.pdf | Motor protection relay, non phase failure/non single-phase sensitive. Three-pole (three-phase), automatic resetting. Direct mounting on BF40 - BF94 contactors, 70...95A | http://datasheet.lovatoelectric.com/Motor_protection_relays/RON/RFNA829500.pdf
RFX20035 | 11G373.jpg | http://datasheet.lovatoelectric.com/Motor_protection_relays/products_images/11G373.jpg | Set of links for direct contactor mounting, for relay RF...200 on contactors BF160…BF230 | http://datasheet.lovatoelectric.com/Motor_protection_relays/ENG/RFX20035.pdf | Attacco per montaggio diretto su contattore, per relè RF...200 su contattore BF160…BF230 | http://datasheet.lovatoelectric.com/Motor_protection_relays/ITA/RFX20035.pdf | Zestaw przyłączeniowy do przekaźnika RF...200 pod stycznikiem BF160…BF230 | http://datasheet.lovatoelectric.com/Motor_protection_relays/POL/RFX20035.pdf | Pentru releu RF...200 pe contactor BF160…BF230 | http://datasheet.lovatoelectric.com/Motor_protection_relays/RON/RFX20035.pdf
RFX20036 | 11G373.jpg | http://datasheet.lovatoelectric.com/Motor_protection_relays/products_images/11G373.jpg | Set of links for direct contactor mounting, for relay RF...200 on contactors BF265...BF400 | http://datasheet.lovatoelectric.com/Motor_protection_relays/ENG/RFX20036.pdf | Attacco per montaggio diretto su contattore, per relè RF...200 su contattore BF265...BF400 | http://datasheet.lovatoelectric.com/Motor_protection_relays/ITA/RFX20036.pdf | Zestaw przyłączeniowy do przekaźnika RF...200 pod stycznikiem BF265...BF400 | http://datasheet.lovatoelectric.com/Motor_protection_relays/POL/RFX20036.pdf | Pentru releu RF...200 pe contactor BF265...BF400 | http://datasheet.lovatoelectric.com/Motor_protection_relays/RON/RFX20036.pdf
RFX3801 | RFX3801.jpg | http://datasheet.lovatoelectric.com/Motor_protection_relays/products_images/RFX3801.jpg | Sealing device for relay RF...38 - RF...200 - RF...420 | http://datasheet.lovatoelectric.com/Motor_protection_relays/ENG/RFX3801.pdf | Dispositivo di piombatura della taratura, per relè RF...38 - RF...200 - RF...420 | http://datasheet.lovatoelectric.com/Motor_protection_relays/ITA/RFX3801.pdf | Płytka ochronna nastaw | http://datasheet.lovatoelectric.com/Motor_protection_relays/POL/RFX3801.pdf | Pentru releu RF...38 - RF...200 - RF...420 | http://datasheet.lovatoelectric.com/Motor_protection_relays/RON/RFX3801.pdf
RFX3802 | RFX3802.jpg | http://datasheet.lovatoelectric.com/Motor_protection_relays/products_images/RFX3802.jpg | Protection cover for thermal overload relay-contactor assembly, for relay RF38 on contactors BF09-BF12-BF18-BF25 | http://datasheet.lovatoelectric.com/Motor_protection_relays/ENG/RFX3802.pdf | Calotta di protezione relè termico-contattore, per relè RF38 su contattore BF09-BF12-BF18-BF25 | http://datasheet.lovatoelectric.com/Motor_protection_relays/ITA/RFX3802.pdf | Osłona ochronna do przekaźnika RF38 pod stycznikiem BF09-BF12-BF18-BF25 | http://datasheet.lovatoelectric.com/Motor_protection_relays/POL/RFX3802.pdf | Pentru releu RF38 pe contactor BF09-BF12-BF18-BF25 | http://datasheet.lovatoelectric.com/Motor_protection_relays/RON/RFX3802.pdf
RFX3803 | RFX3803.jpg | http://datasheet.lovatoelectric.com/Motor_protection_relays/products_images/RFX3803.jpg | Protection cover for thermal overload relay-contactor assembly, for relay RF38 on contactors BF26-BF32-BF38 | http://datasheet.lovatoelectric.com/Motor_protection_relays/ENG/RFX3803.pdf | Calotta di protezione relè termico-contattore, per relè RF38 su contattore BF26-BF32-BF38 | http://datasheet.lovatoelectric.com/Motor_protection_relays/ITA/RFX3803.pdf | Osłona ochronna do przekaźnika RF38 pod stycznikiem BF26-BF32-BF38 | http://datasheet.lovatoelectric.com/Motor_protection_relays/POL/RFX3803.pdf | Pentru releu RF38 pe contactor BF26-BF32-BF38 | http://datasheet.lovatoelectric.com/Motor_protection_relays/RON/RFX3803.pdf
RFX3804 | RFX3804.jpg | http://datasheet.lovatoelectric.com/Motor_protection_relays/products_images/RFX3804.jpg | Independent mounting screw fixing or 35mm DIN rail mounting, for relay RF38 | http://datasheet.lovatoelectric.com/Motor_protection_relays/ENG/RFX3804.pdf | Supporti per montaggio indipendente. Fissaggio con viti o profilati omega 35mm, per relè RF...38 | http://datasheet.lovatoelectric.com/Motor_protection_relays/ITA/RFX3804.pdf | Adapter do montażu niezależnego do przekaźnika RF...38 | http://datasheet.lovatoelectric.com/Motor_protection_relays/POL/RFX3804.pdf | Pentru releu RF...38 | http://datasheet.lovatoelectric.com/Motor_protection_relays/RON/RFX3804.pdf
RFX42035 | 11G376.jpg | http://datasheet.lovatoelectric.com/Motor_protection_relays/products_images/11G376.jpg | Set of links for direct contactor mounting, for relay RF…420 on contactors BF195…BF230 | http://datasheet.lovatoelectric.com/Motor_protection_relays/ENG/RFX42035.pdf | Attacco per montaggio diretto su contattore, per relè RF…420 su contattore BF195…BF230 | http://datasheet.lovatoelectric.com/Motor_protection_relays/ITA/RFX42035.pdf | Zestaw przyłączeniowy do przekaźnika RF…420 pod stycznikiem BF195…BF230 | http://datasheet.lovatoelectric.com/Motor_protection_relays/POL/RFX42035.pdf | Pentru releu RF…420 pe contactor BF195…BF230 | http://datasheet.lovatoelectric.com/Motor_protection_relays/RON/RFX42035.pdf
RFX42036 | 11G376.jpg | http://datasheet.lovatoelectric.com/Motor_protection_relays/products_images/11G376.jpg | Set of links for direct contactor mounting, for relay RF…420 on contactors BF265…BF400 | http://datasheet.lovatoelectric.com/Motor_protection_relays/ENG/RFX42036.pdf | Attacco per montaggio diretto su contattore, per relè RF…420 su contattore BF265…BF400 | http://datasheet.lovatoelectric.com/Motor_protection_relays/ITA/RFX42036.pdf | Zestaw przyłączeniowy do przekaźnika RF…420 pod stycznikiem BF265…BF400 | http://datasheet.lovatoelectric.com/Motor_protection_relays/POL/RFX42036.pdf | Pentru releu RF…420 pe contactor BF265…BF400 | http://datasheet.lovatoelectric.com/Motor_protection_relays/RON/RFX42036.pdf