## Rotary_cam_switches
Product | Image | Image Link | ENG Description | ENG Datasheet Link | ITA Description | ITA Datasheet Link | POL Description | POL Datasheet Link | RON Description | RON Datasheet Link
7A014 |  |  |  | http://datasheet.lovatoelectric.com/Rotary_cam_switches/ENG/7A014.pdf |  | http://datasheet.lovatoelectric.com/Rotary_cam_switches/ITA/7A014.pdf |  | http://datasheet.lovatoelectric.com/Rotary_cam_switches/POL/7A014.pdf |  | http://datasheet.lovatoelectric.com/Rotary_cam_switches/RON/7A014.pdf
7A0191 |  |  | IEC IP20 finger protection shroud for supply terminals. For 7GN12 - 7GN20 | http://datasheet.lovatoelectric.com/Rotary_cam_switches/ENG/7A0191.pdf | Protezione IP20 dei morsetti di alimentazione, per 2 elementi con viti e supporto. Per 7GN12 - 7GN20 | http://datasheet.lovatoelectric.com/Rotary_cam_switches/ITA/7A0191.pdf | Osłony ochronne IP20 zacisków zasilania, do 7GN12 - 7GN20 | http://datasheet.lovatoelectric.com/Rotary_cam_switches/POL/7A0191.pdf | IEC IP20 finger protection shroud for supply terminals. For 7GN12 - 7GN20 | http://datasheet.lovatoelectric.com/Rotary_cam_switches/RON/7A0191.pdf
7A0192 |  |  | IEC IP20 finger protection shroud for supply terminals. For 7GN25 | http://datasheet.lovatoelectric.com/Rotary_cam_switches/ENG/7A0192.pdf | Protezione IP20 dei morsetti di alimentazione, per 2 elementi con viti e supporto. Per 7GN25 | http://datasheet.lovatoelectric.com/Rotary_cam_switches/ITA/7A0192.pdf | Osłony ochronne IP20 zacisków zasilania, do 7GN25 | http://datasheet.lovatoelectric.com/Rotary_cam_switches/POL/7A0192.pdf | IEC IP20 finger protection shroud for supply terminals. For 7GN25 | http://datasheet.lovatoelectric.com/Rotary_cam_switches/RON/7A0192.pdf
7A114 |  |  | Black operating handle. For 65X65mm front plate for 6mm/0.24" shaft | http://datasheet.lovatoelectric.com/Rotary_cam_switches/ENG/7A114.pdf | Manopola colore nero, per mostrina 65X65mm per asta da 6mm | http://datasheet.lovatoelectric.com/Rotary_cam_switches/ITA/7A114.pdf | Czarne pokrętło do tabliczki 65x65mm i trzpienia 6mm | http://datasheet.lovatoelectric.com/Rotary_cam_switches/POL/7A114.pdf | Black operating handle. For 65X65mm front plate for 6mm/0.24" shaft | http://datasheet.lovatoelectric.com/Rotary_cam_switches/RON/7A114.pdf
7A119O |  |  | IEC IP20 finger protection shroud for supply terminals. For 7GN32 - 7GN40 O VERSION | http://datasheet.lovatoelectric.com/Rotary_cam_switches/ENG/7A119O.pdf | Protezione IP20 dei morsetti di alimentazione, per 2 elementi con viti e supporto. Per 7GN32 - 7GN40 esecuzione O | http://datasheet.lovatoelectric.com/Rotary_cam_switches/ITA/7A119O.pdf | Osłony ochronne IP20 zacisków zasilania, do 7GN32 - 7GN40, wykonanie O | http://datasheet.lovatoelectric.com/Rotary_cam_switches/POL/7A119O.pdf | IEC IP20 finger protection shroud for supply terminals. For 7GN32 - 7GN40 O VERSION | http://datasheet.lovatoelectric.com/Rotary_cam_switches/RON/7A119O.pdf
7A119U |  |  | IEC IP20 finger protection shroud for supply terminals. For 7GN32 - 7GN40 U VERSION | http://datasheet.lovatoelectric.com/Rotary_cam_switches/ENG/7A119U.pdf | Protezione IP20 dei morsetti di alimentazione, per 2 elementi con viti e supporto. Per 7GN32 - 7GN40 esecuzione U | http://datasheet.lovatoelectric.com/Rotary_cam_switches/ITA/7A119U.pdf | Osłony ochronne IP20 zacisków zasilania, do 7GN32 - 7GN40, wykonanie U | http://datasheet.lovatoelectric.com/Rotary_cam_switches/POL/7A119U.pdf | IEC IP20 finger protection shroud for supply terminals. For 7GN32 - 7GN40 U VERSION | http://datasheet.lovatoelectric.com/Rotary_cam_switches/RON/7A119U.pdf
7A124 |  |  | Black operating lever. For 65X65mm front plate for 7mm/0.28" shaft | http://datasheet.lovatoelectric.com/Rotary_cam_switches/ENG/7A124.pdf | Leva colore nero per mostrina 65X65mm per asta da 7mm | http://datasheet.lovatoelectric.com/Rotary_cam_switches/ITA/7A124.pdf | Czarna dźwignia do tabliczki 65x65mm i trzpienia 7mm | http://datasheet.lovatoelectric.com/Rotary_cam_switches/POL/7A124.pdf | Black operating lever. For 65X65mm front plate for 7mm/0.28" shaft | http://datasheet.lovatoelectric.com/Rotary_cam_switches/RON/7A124.pdf
7A1691 | 7A1691.jpg | http://datasheet.lovatoelectric.com/Rotary_cam_switches/products_images/7A1691.jpg | IEC IP20 snap-on finger protection for 1 wafer for 7GN32-7GN40 | http://datasheet.lovatoelectric.com/Rotary_cam_switches/ENG/7A1691.pdf | Protezione IP20 dei morsetti di alimentazione. Kit di 2 pezzi, a scatto, per 1 elemento 7GN32 - 7GN40 | http://datasheet.lovatoelectric.com/Rotary_cam_switches/ITA/7A1691.pdf | Osłony ochronne IP20 do 1 segmentu, montaż na zatrzask, do 7GN32-7GN40 | http://datasheet.lovatoelectric.com/Rotary_cam_switches/POL/7A1691.pdf | IEC IP20 snap-on finger protection for 1 wafer for 7GN32-7GN40 | http://datasheet.lovatoelectric.com/Rotary_cam_switches/RON/7A1691.pdf
7A1692 |  |  | IEC IP20 snap-on finger protection for 1 wafer for 7GN63 | http://datasheet.lovatoelectric.com/Rotary_cam_switches/ENG/7A1692.pdf | Protezione IP20 dei morsetti di alimentazione. Kit di 2 pezzi, a scatto, per 1 elemento 7GN63 | http://datasheet.lovatoelectric.com/Rotary_cam_switches/ITA/7A1692.pdf | Osłony ochronne IP20 do 1 segmentu, montaż na zatrzask, do 7GN63 | http://datasheet.lovatoelectric.com/Rotary_cam_switches/POL/7A1692.pdf | IEC IP20 snap-on finger protection for 1 wafer for 7GN63 | http://datasheet.lovatoelectric.com/Rotary_cam_switches/RON/7A1692.pdf
7A1693 |  |  | IEC IP20 snap-on finger protection for 1 wafer for 7GN125 | http://datasheet.lovatoelectric.com/Rotary_cam_switches/ENG/7A1693.pdf | Protezione IP20 dei morsetti di alimentazione. Kit di 2 pezzi, a scatto, per 1 elemento 7GN125 | http://datasheet.lovatoelectric.com/Rotary_cam_switches/ITA/7A1693.pdf | Osłony ochronne IP20 do 1 segmentu, montaż na zatrzask, do 7GN125 | http://datasheet.lovatoelectric.com/Rotary_cam_switches/POL/7A1693.pdf | IEC IP20 snap-on finger protection for 1 wafer for 7GN125 | http://datasheet.lovatoelectric.com/Rotary_cam_switches/RON/7A1693.pdf
7A1694 |  |  | IEC IP20 snap-on finger protection for 1 wafer for 7GN12-7GN20 | http://datasheet.lovatoelectric.com/Rotary_cam_switches/ENG/7A1694.pdf | Protezione IP20 dei morsetti di alimentazione. Kit di 2 pezzi, a scatto, per 1 elemento 7GN12 - 7GN20 | http://datasheet.lovatoelectric.com/Rotary_cam_switches/ITA/7A1694.pdf | Osłony ochronne IP20 do 1 segmentu, montaż na zatrzask, do 7GN12-7GN20 | http://datasheet.lovatoelectric.com/Rotary_cam_switches/POL/7A1694.pdf | IEC IP20 snap-on finger protection for 1 wafer for 7GN12-7GN20 | http://datasheet.lovatoelectric.com/Rotary_cam_switches/RON/7A1694.pdf
7A1695 |  |  | IEC IP20 snap-on finger protection for 1 wafer for 7GN25 | http://datasheet.lovatoelectric.com/Rotary_cam_switches/ENG/7A1695.pdf | Protezione IP20 dei morsetti di alimentazione. Kit di 2 pezzi, a scatto, per 1 elemento 7GN25 | http://datasheet.lovatoelectric.com/Rotary_cam_switches/ITA/7A1695.pdf | Osłony ochronne IP20 do 1 segmentu, montaż na zatrzask, do 7GN25 | http://datasheet.lovatoelectric.com/Rotary_cam_switches/POL/7A1695.pdf | IEC IP20 snap-on finger protection for 1 wafer for 7GN25 | http://datasheet.lovatoelectric.com/Rotary_cam_switches/RON/7A1695.pdf
7A180 | 7A180.jpg | http://datasheet.lovatoelectric.com/Rotary_cam_switches/products_images/7A180.jpg | 35mm DIN rail (IEC/EN/BS 60715) base mounting piece for 7GN12...7GN25 and GF20U version | http://datasheet.lovatoelectric.com/Rotary_cam_switches/ENG/7A180.pdf | Piastra di fissaggio su profilato omega da 35mm, DIN 46277/3 per esecuzioni U, per 7GN12…7GN25 e GF20 | http://datasheet.lovatoelectric.com/Rotary_cam_switches/ITA/7A180.pdf | Adapter do montażu na szynie DIN 35mm (IEC/EN/BS 60715) serii 7GN12...7GN25U i GF20U | http://datasheet.lovatoelectric.com/Rotary_cam_switches/POL/7A180.pdf | 35mm DIN rail (IEC/EN/BS 60715) base mounting piece for 7GN12...7GN25 and GF20U version | http://datasheet.lovatoelectric.com/Rotary_cam_switches/RON/7A180.pdf
7A181 |  |  | 35mm DIN rail (IEC/EN/BS 60715) base mounting piece for 7GN32...7GN63 U version | http://datasheet.lovatoelectric.com/Rotary_cam_switches/ENG/7A181.pdf | Piastra di fissaggio su profilato omega da 35mm, DIN 46277/3 per esecuzioni U, per 7GN32…7GN63 | http://datasheet.lovatoelectric.com/Rotary_cam_switches/ITA/7A181.pdf | Adapter do montażu na szynie DIN 35mm (IEC/EN/BS 60715) serii 7GN32...7GN63U | http://datasheet.lovatoelectric.com/Rotary_cam_switches/POL/7A181.pdf | 35mm DIN rail (IEC/EN/BS 60715) base mounting piece for 7GN32...7GN63 U version | http://datasheet.lovatoelectric.com/Rotary_cam_switches/RON/7A181.pdf
7A441 |  |  | IP42 rubber protection. Plug-in. Ø57mm/2.3" - 90mm/3.6" long for 7GN12...7GN25 up to 2 elements | http://datasheet.lovatoelectric.com/Rotary_cam_switches/ENG/7A441.pdf | Protezione IP42 in gomma, ad innesto. Ø57mm - lunghezza 90mm per 7GN12…7GN25 fino a 2 elementi | http://datasheet.lovatoelectric.com/Rotary_cam_switches/ITA/7A441.pdf | Gumowa osłona IP42, do przycięcia, Ø57mm, długość 90mm, do 7GN12...7GN25, na 2 segmenty | http://datasheet.lovatoelectric.com/Rotary_cam_switches/POL/7A441.pdf | IP42 rubber protection. Plug-in. Ø57mm/2.3" - 90mm/3.6" long for 7GN12...7GN25 up to 2 elements | http://datasheet.lovatoelectric.com/Rotary_cam_switches/RON/7A441.pdf
7A442 |  |  | IP42 rubber protection. Plug-in. Ø57mm/2.3" - 115mm/4.6" long for 7GN12...7GN25 up to 4 elements | http://datasheet.lovatoelectric.com/Rotary_cam_switches/ENG/7A442.pdf | Protezione IP42 in gomma, ad innesto. Ø57mm - lunghezza 115mm per 7GN12…7GN25 da 3 a 4 elementi | http://datasheet.lovatoelectric.com/Rotary_cam_switches/ITA/7A442.pdf | Gumowa osłona IP42, do przycięcia, Ø57mm, długość 115mm, do 7GN12...7GN25, na 4 segmenty | http://datasheet.lovatoelectric.com/Rotary_cam_switches/POL/7A442.pdf | IP42 rubber protection. Plug-in. Ø57mm/2.3" - 115mm/4.6" long for 7GN12...7GN25 up to 4 elements | http://datasheet.lovatoelectric.com/Rotary_cam_switches/RON/7A442.pdf
7A443 |  |  | IP42 rubber protection. Plug-in. Ø57mm/2.3" - 140mm/5.5" long for 7GN12...7GN25 up to 6 elements | http://datasheet.lovatoelectric.com/Rotary_cam_switches/ENG/7A443.pdf | Protezione IP42 in gomma, ad innesto. Ø57mm - lunghezza 140mm per 7GN12…7GN25 da 5 a 6 elementi | http://datasheet.lovatoelectric.com/Rotary_cam_switches/ITA/7A443.pdf | Gumowa osłona IP42, do przycięcia, Ø57mm, długość 140mm, do 7GN12...7GN25, na 6 segmentów | http://datasheet.lovatoelectric.com/Rotary_cam_switches/POL/7A443.pdf | IP42 rubber protection. Plug-in. Ø57mm/2.3" - 140mm/5.5" long for 7GN12...7GN25 up to 6 elements | http://datasheet.lovatoelectric.com/Rotary_cam_switches/RON/7A443.pdf
7A444 |  |  | IP42 rubber protection. Plug-in. Ø87mm/3.4" - 112mm/4.0" long for 7GN32-7GN40 up to 4 elements, for 7GN63 up to 3 elements | http://datasheet.lovatoelectric.com/Rotary_cam_switches/ENG/7A444.pdf | Protezione IP42 in gomma, ad innesto. Ø87mm - lunghezza 140mm per 7GN12…7GN25 da 5 a 6 elementi | http://datasheet.lovatoelectric.com/Rotary_cam_switches/ITA/7A444.pdf | Gumowa osłona IP42, do przycięcia, Ø87mm, długość 112mm, do 7GN32-7GN40, na 4 segmenty, do 7GN63, na 3 segmenty | http://datasheet.lovatoelectric.com/Rotary_cam_switches/POL/7A444.pdf | IP42 rubber protection. Plug-in. Ø87mm/3.4" - 112mm/4.0" long for 7GN32-7GN40 up to 4 elements, for 7GN63 up to 3 elements | http://datasheet.lovatoelectric.com/Rotary_cam_switches/RON/7A444.pdf
7AR114 | 7AR114.jpg | http://datasheet.lovatoelectric.com/Rotary_cam_switches/products_images/7AR114.jpg | Black operating handle. For 65X65mm front plate for 6mm/0.24" shaft | http://datasheet.lovatoelectric.com/Rotary_cam_switches/ENG/7AR114.pdf | Manopola colore nero, per mostrina 65X65mm per asta da 6mm | http://datasheet.lovatoelectric.com/Rotary_cam_switches/ITA/7AR114.pdf | Czarne pokrętło do tabliczki 65x65mm i trzpienia 6mm | http://datasheet.lovatoelectric.com/Rotary_cam_switches/POL/7AR114.pdf | Black operating handle. For 65X65mm front plate for 6mm/0.24" shaft | http://datasheet.lovatoelectric.com/Rotary_cam_switches/RON/7AR114.pdf
7AR124 |  |  | Black operating lever. For 65X65mm front plate for 6mm/0.24" shaft | http://datasheet.lovatoelectric.com/Rotary_cam_switches/ENG/7AR124.pdf | Leva colore nero per mostrina 65X65mm per asta da 6mm | http://datasheet.lovatoelectric.com/Rotary_cam_switches/ITA/7AR124.pdf | Czarna dźwignia do tabliczki 65x65mm i trzpienia 6mm | http://datasheet.lovatoelectric.com/Rotary_cam_switches/POL/7AR124.pdf | Black operating lever. For 65X65mm front plate for 6mm/0.24" shaft | http://datasheet.lovatoelectric.com/Rotary_cam_switches/RON/7AR124.pdf
7AR214 |  |  | Black operating handle. For 90X90mm front plate for 7mm/0.28" shaft | http://datasheet.lovatoelectric.com/Rotary_cam_switches/ENG/7AR214.pdf | Manopola colore nero, per mostrina 90X90mm per asta da 7mm | http://datasheet.lovatoelectric.com/Rotary_cam_switches/ITA/7AR214.pdf | Czarne pokrętło do tabliczki 90x90mm i trzpienia 7mm | http://datasheet.lovatoelectric.com/Rotary_cam_switches/POL/7AR214.pdf | Black operating handle. For 90X90mm front plate for 7mm/0.28" shaft | http://datasheet.lovatoelectric.com/Rotary_cam_switches/RON/7AR214.pdf
7AR224 |  |  | Black operating lever. For 90X90mm front plate for 8mm/0.32" shaft | http://datasheet.lovatoelectric.com/Rotary_cam_switches/ENG/7AR224.pdf | Leva colore nero per mostrina 90X90mm per asta da 8mm | http://datasheet.lovatoelectric.com/Rotary_cam_switches/ITA/7AR224.pdf | Czarna dźwignia do tabliczki 90x90mm i trzpienia 8mm | http://datasheet.lovatoelectric.com/Rotary_cam_switches/POL/7AR224.pdf | Black operating lever. For 90X90mm front plate for 8mm/0.32" shaft | http://datasheet.lovatoelectric.com/Rotary_cam_switches/RON/7AR224.pdf
7AR324 |  |  | Black operating lever. For 132X132mm front plate | http://datasheet.lovatoelectric.com/Rotary_cam_switches/ENG/7AR324.pdf | Leva colore nero per mostrina 132X132mm | http://datasheet.lovatoelectric.com/Rotary_cam_switches/ITA/7AR324.pdf | Czarna dźwignia do tabliczki 132x132mm | http://datasheet.lovatoelectric.com/Rotary_cam_switches/POL/7AR324.pdf | Black operating lever. For 132X132mm front plate | http://datasheet.lovatoelectric.com/Rotary_cam_switches/RON/7AR324.pdf
7GN1203O | 7GN2010O.jpg | http://datasheet.lovatoelectric.com/Rotary_cam_switches/products_images/7GN2010O.jpg | Rotary cam switch 7GN series, ON-OFF spring return switch 3 poles 16A, for rear mounting with black handle, front plate 48X48mm | http://datasheet.lovatoelectric.com/Rotary_cam_switches/ENG/7GN1203O.pdf | Commutatore a camme serie 7GN, interruttore con ritorno a molla 3 poli da 16A in esecuzione per montaggio a fondo quadro con maniglia nera, mostrina 48X48mm | http://datasheet.lovatoelectric.com/Rotary_cam_switches/ITA/7GN1203O.pdf | Łącznik krzywkowy serii 7GN, rozłącznik z powrotem do pozycji 0, 3 pola, 16A, do montażu wewnątrz szafy z czarnym pokrętłem i tabliczką 48x48mm | http://datasheet.lovatoelectric.com/Rotary_cam_switches/POL/7GN1203O.pdf | Rotary cam switch 7GN series, ON-OFF spring return switch 3 poles 16A, for rear mounting with black handle, front plate 48X48mm | http://datasheet.lovatoelectric.com/Rotary_cam_switches/RON/7GN1203O.pdf
7GN1203P | 7GN2010P.jpg | http://datasheet.lovatoelectric.com/Rotary_cam_switches/products_images/7GN2010P.jpg | Enclosed rotary cam switch 7GN series, ON-OFF spring return switch 3 poles 16A in plastic enclosure 75X75mm with black handle | http://datasheet.lovatoelectric.com/Rotary_cam_switches/ENG/7GN1203P.pdf | Commutatore a camme serie 7GN, interruttore con ritorno a molla 3 poli da 16A in cassetta plastica 75X75mm con maniglia nera | http://datasheet.lovatoelectric.com/Rotary_cam_switches/ITA/7GN1203P.pdf | Łącznik krzywkowy serii 7GN, rozłącznik z powrotem do pozycji 0, 3 pola, 16A, w obudowie 75x75mm i czarnym pokrętłem | http://datasheet.lovatoelectric.com/Rotary_cam_switches/POL/7GN1203P.pdf | Enclosed rotary cam switch 7GN series, ON-OFF spring return switch 3 poles 16A in plastic enclosure 75X75mm with black handle | http://datasheet.lovatoelectric.com/Rotary_cam_switches/RON/7GN1203P.pdf
7GN1203U | 7GN2010U.jpg | http://datasheet.lovatoelectric.com/Rotary_cam_switches/products_images/7GN2010U.jpg | Rotary cam switch 7GN series, ON-OFF spring return switch 3 poles 16A, for front mounting with black handle, front plate 48X48mm | http://datasheet.lovatoelectric.com/Rotary_cam_switches/ENG/7GN1203U.pdf | Commutatore a camme serie 7GN, interruttore con ritorno a molla 3 poli da 16A in esecuzione per montaggio frontale con maniglia nera, mostrina 48X48mm | http://datasheet.lovatoelectric.com/Rotary_cam_switches/ITA/7GN1203U.pdf | Łącznik krzywkowy serii 7GN, rozłącznik z powrotem do pozycji 0, 3 pola, 16A, do montażu tablicowego, z czarnym pokrętłem i tabliczką 48x48mm | http://datasheet.lovatoelectric.com/Rotary_cam_switches/POL/7GN1203U.pdf | Rotary cam switch 7GN series, ON-OFF spring return switch 3 poles 16A, for front mounting with black handle, front plate 48X48mm | http://datasheet.lovatoelectric.com/Rotary_cam_switches/RON/7GN1203U.pdf
7GN1203U11 | 7GN2010U11.jpg | http://datasheet.lovatoelectric.com/Rotary_cam_switches/products_images/7GN2010U11.jpg | Rotary cam switch 7GN series, ON-OFF spring return switch 3 poles 16A, for front mounting with black handle without front plate for hole Ø22mm fixing | http://datasheet.lovatoelectric.com/Rotary_cam_switches/ENG/7GN1203U11.pdf | Commutatore a camme serie 7GN, interruttore con ritorno a molla 3 poli da 16A in esecuzione per montaggio frontale con maniglia nera senza mostrina con fissaggio foro diametro 22mm | http://datasheet.lovatoelectric.com/Rotary_cam_switches/ITA/7GN1203U11.pdf | Łącznik krzywkowy serii 7GN, rozłącznik z powrotem do pozycji 0, 3 pola, 16A, do montażu tablicowego w otworze 22mm, z czarnym pokrętłem bez tabliczki | http://datasheet.lovatoelectric.com/Rotary_cam_switches/POL/7GN1203U11.pdf | Rotary cam switch 7GN series, ON-OFF spring return switch 3 poles 16A, for front mounting with black handle without front plate for hole Ø22mm fixing | http://datasheet.lovatoelectric.com/Rotary_cam_switches/RON/7GN1203U11.pdf
7GN1203U12 | 7GN2010U12.jpg | http://datasheet.lovatoelectric.com/Rotary_cam_switches/products_images/7GN2010U12.jpg | Rotary cam switch 7GN series, ON-OFF spring return switch 3 poles 16A, for front mounting without front plate with key operation for hole Ø22mm fixing | http://datasheet.lovatoelectric.com/Rotary_cam_switches/ENG/7GN1203U12.pdf | Commutatore a camme serie 7GN, interruttore con ritorno a molla 3 poli da 16A in esecuzione per montaggio frontale senza mostrina con comando a chiave e fissaggio foro diametro 22mm | http://datasheet.lovatoelectric.com/Rotary_cam_switches/ITA/7GN1203U12.pdf | Łącznik krzywkowy serii 7GN, rozłącznik z powrotem do pozycji 0, 3 pola, 16A, do montażu tablicowego w otworze 22mm, sterowanie kluczem, bez tabliczki | http://datasheet.lovatoelectric.com/Rotary_cam_switches/POL/7GN1203U12.pdf | Rotary cam switch 7GN series, ON-OFF spring return switch 3 poles 16A, for front mounting without front plate with key operation for hole Ø22mm fixing | http://datasheet.lovatoelectric.com/Rotary_cam_switches/RON/7GN1203U12.pdf
7GN1203U47 | 7GN2010U47.jpg | http://datasheet.lovatoelectric.com/Rotary_cam_switches/products_images/7GN2010U47.jpg | Rotary cam switch 7GN series, ON-OFF spring return switch 3 poles 16A, for snap on front mounting with black handle for hole Ø22mm fixing, front plate 48X48mm | http://datasheet.lovatoelectric.com/Rotary_cam_switches/ENG/7GN1203U47.pdf | Commutatore a camme serie 7GN, interruttore con ritorno a molla 3 poli da 16A in esecuzione per montaggio frontale con maniglia nera e fissaggio a scatto per foro diametro 22mm, mostrina 48x48mm | http://datasheet.lovatoelectric.com/Rotary_cam_switches/ITA/7GN1203U47.pdf | Łącznik krzywkowy serii 7GN, rozłącznik z powrotem do pozycji 0, 3 pola, 16A, do montażu tablicowego w otworze 22mm z czarnym pokrętłem, montowanym na zatrzask do korpusu i tabliczką 48x48mm | http://datasheet.lovatoelectric.com/Rotary_cam_switches/POL/7GN1203U47.pdf | Rotary cam switch 7GN series, ON-OFF spring return switch 3 poles 16A, for snap on front mounting with black handle for hole Ø22mm fixing, front plate 48X48mm | http://datasheet.lovatoelectric.com/Rotary_cam_switches/RON/7GN1203U47.pdf
7GN1205O |  |  | Rotary cam switch 7GN series, ON-OFF switch 1 pole 16A, for rear mounting with black handle, front plate 48X48mm | http://datasheet.lovatoelectric.com/Rotary_cam_switches/ENG/7GN1205O.pdf | Commutatore a camme serie 7GN, interruttore 1 polo da 16A in esecuzione per montaggio a fondo quadro con maniglia nera, mostrina 48X48mm | http://datasheet.lovatoelectric.com/Rotary_cam_switches/ITA/7GN1205O.pdf | Łącznik krzywkowy serii 7GN, rozłącznik, 1 pole, 16A, do montażu wewnątrz szafy z czarnym pokrętłem i tabliczką 48x48mm | http://datasheet.lovatoelectric.com/Rotary_cam_switches/POL/7GN1205O.pdf | Rotary cam switch 7GN series, ON-OFF switch 1 pole 16A, for rear mounting with black handle, front plate 48X48mm | http://datasheet.lovatoelectric.com/Rotary_cam_switches/RON/7GN1205O.pdf
7GN1205O48 |  |  | Rotary cam switch 7GN series, ON-OFF switch 1 pole 16A, modular service cover for 35mm DIN reail mounting with black handle, front plate 45X54mm | http://datasheet.lovatoelectric.com/Rotary_cam_switches/ENG/7GN1205O48.pdf | Commutatore a camme serie 7GN, interruttore 1 polo da 16A in esecuzione modulare per montaggio su guida DIN con maniglia nera, mostrina 45X54mm | http://datasheet.lovatoelectric.com/Rotary_cam_switches/ITA/7GN1205O48.pdf | Łącznik krzywkowy serii 7GN, rozłącznik, 1 pole, 16A, wykonanie modułowe do montażu na szynie DIN 35mm, z czarnym pokrętłem i tabliczką 45x54mm | http://datasheet.lovatoelectric.com/Rotary_cam_switches/POL/7GN1205O48.pdf | Rotary cam switch 7GN series, ON-OFF switch 1 pole 16A, modular service cover for 35mm DIN reail mounting with black handle, front plate 45X54mm | http://datasheet.lovatoelectric.com/Rotary_cam_switches/RON/7GN1205O48.pdf
7GN1205O88 |  |  | Rotary cam switch 7GN series, ON-OFF switch 1 pole 16A, for rear mounting with red/yellow handle padlockable in 0, door coupling and protection covers, front plate 65X65mm | http://datasheet.lovatoelectric.com/Rotary_cam_switches/ENG/7GN1205O88.pdf | Commutatore a camme serie 7GN, interruttore 1 polo da 16A in esecuzione per montaggio a fondo quadro con maniglia giallo/rossa lucchettabile in 0 con funzione blocco porta e copriterminali, mostrina 65X65mm | http://datasheet.lovatoelectric.com/Rotary_cam_switches/ITA/7GN1205O88.pdf | Łącznik krzywkowy serii 7GN, rozłącznik, 1 pole, 16A, do montażu wewnątrz szafy, z żółto/czerwonym pokrętłem blokowanym w pozycji 0, trzpieniem, osłonami zacisków i tabliczką 65x65mm | http://datasheet.lovatoelectric.com/Rotary_cam_switches/POL/7GN1205O88.pdf | Rotary cam switch 7GN series, ON-OFF switch 1 pole 16A, for rear mounting with red/yellow handle padlockable in 0, door coupling and protection covers, front plate 65X65mm | http://datasheet.lovatoelectric.com/Rotary_cam_switches/RON/7GN1205O88.pdf
7GN1205O98 |  |  | Rotary cam switch 7GN series, ON-OFF switch 1 pole 16A, for rear mounting with red/yellow handle padlockable in 0, door coupling and protection covers, front plate 65X65mm | http://datasheet.lovatoelectric.com/Rotary_cam_switches/ENG/7GN1205O98.pdf | Commutatore a camme serie 7GN, interruttore 1 polo da 16A in esecuzione per montaggio a fondo quadro con maniglia giallo/rossa lucchettabile in 0 con funzione blocco porta e copriterminali, mostrina 65X65mm | http://datasheet.lovatoelectric.com/Rotary_cam_switches/ITA/7GN1205O98.pdf | Łącznik krzywkowy serii 7GN, rozłącznik, 1 pole, 16A, do montażu wewnątrz szafy, z żółto/czerwonym pokrętłem blokowanym w pozycji 0, trzpieniem, osłonami zacisków i tabliczką 65x65mm | http://datasheet.lovatoelectric.com/Rotary_cam_switches/POL/7GN1205O98.pdf | Rotary cam switch 7GN series, ON-OFF switch 1 pole 16A, for rear mounting with red/yellow handle padlockable in 0, door coupling and protection covers, front plate 65X65mm | http://datasheet.lovatoelectric.com/Rotary_cam_switches/RON/7GN1205O98.pdf
7GN1205P |  |  | Enclosed rotary cam switch 7GN series, ON-OFF switch 1 pole 16A in plastic enclosure 75X75mm with black handle | http://datasheet.lovatoelectric.com/Rotary_cam_switches/ENG/7GN1205P.pdf | Commutatore a camme serie 7GN, interruttore 1 polo da 16A in cassetta plastica 75X75mm con maniglia nera | http://datasheet.lovatoelectric.com/Rotary_cam_switches/ITA/7GN1205P.pdf | Łącznik krzywkowy serii 7GN, rozłącznik, 1 pole, 16A, w obudowie 75x75mm i czarnym pokrętłem | http://datasheet.lovatoelectric.com/Rotary_cam_switches/POL/7GN1205P.pdf | Enclosed rotary cam switch 7GN series, ON-OFF switch 1 pole 16A in plastic enclosure 75X75mm with black handle | http://datasheet.lovatoelectric.com/Rotary_cam_switches/RON/7GN1205P.pdf
7GN1205P25 |  |  | Enclosed rotary cam switch 7GN series, ON-OFF switch 1 pole 16A in plastic enclosure 90X90mm with red/yellow handle | http://datasheet.lovatoelectric.com/Rotary_cam_switches/ENG/7GN1205P25.pdf | Commutatore a camme serie 7GN, interruttore 1 polo da 16A in cassetta plastica 90X90mm con maniglia giallo/rossa | http://datasheet.lovatoelectric.com/Rotary_cam_switches/ITA/7GN1205P25.pdf | Łącznik krzywkowy serii 7GN, rozłącznik, 1 pole, 16A, w obudowie 90x90mm i żółto/czerwonym pokrętłem | http://datasheet.lovatoelectric.com/Rotary_cam_switches/POL/7GN1205P25.pdf | Enclosed rotary cam switch 7GN series, ON-OFF switch 1 pole 16A in plastic enclosure 90X90mm with red/yellow handle | http://datasheet.lovatoelectric.com/Rotary_cam_switches/RON/7GN1205P25.pdf
7GN1205U |  |  | Rotary cam switch 7GN series, ON-OFF switch 1 pole 16A, for front mounting with black handle, front plate 48X48mm | http://datasheet.lovatoelectric.com/Rotary_cam_switches/ENG/7GN1205U.pdf | Commutatore a camme serie 7GN, interruttore 1 polo da 16A in esecuzione per montaggio frontale con maniglia nera, mostrina 48X48mm | http://datasheet.lovatoelectric.com/Rotary_cam_switches/ITA/7GN1205U.pdf | Łącznik krzywkowy serii 7GN, rozłącznik, 1 pole, 16A, do montażu tablicowego, z czarnym pokrętłem i tabliczką 48x48mm | http://datasheet.lovatoelectric.com/Rotary_cam_switches/POL/7GN1205U.pdf | Rotary cam switch 7GN series, ON-OFF switch 1 pole 16A, for front mounting with black handle, front plate 48X48mm | http://datasheet.lovatoelectric.com/Rotary_cam_switches/RON/7GN1205U.pdf
7GN1205U11 |  |  | Rotary cam switch 7GN series, ON-OFF switch 1 pole 16A, for front mounting with black handle without front plate for hole Ø22mm fixing | http://datasheet.lovatoelectric.com/Rotary_cam_switches/ENG/7GN1205U11.pdf | Commutatore a camme serie 7GN, interruttore 1 polo da 16A in esecuzione per montaggio frontale con maniglia nera senza mostrina con fissaggio foro diametro 22mm | http://datasheet.lovatoelectric.com/Rotary_cam_switches/ITA/7GN1205U11.pdf | Łącznik krzywkowy serii 7GN, rozłącznik, 1 pole, 16A, do montażu tablicowego w otworze 22mm, z czarnym pokrętłem bez tabliczki | http://datasheet.lovatoelectric.com/Rotary_cam_switches/POL/7GN1205U11.pdf | Rotary cam switch 7GN series, ON-OFF switch 1 pole 16A, for front mounting with black handle without front plate for hole Ø22mm fixing | http://datasheet.lovatoelectric.com/Rotary_cam_switches/RON/7GN1205U11.pdf
7GN1205U12 |  |  | Rotary cam switch 7GN series, ON-OFF switch 1 pole 16A, for front mounting without front plate with key operation for hole Ø22mm fixing | http://datasheet.lovatoelectric.com/Rotary_cam_switches/ENG/7GN1205U12.pdf | Commutatore a camme serie 7GN, interruttore 1 polo da 16A in esecuzione per montaggio frontale senza mostrina con comando a chiave e fissaggio foro diametro 22mm | http://datasheet.lovatoelectric.com/Rotary_cam_switches/ITA/7GN1205U12.pdf | Łącznik krzywkowy serii 7GN, rozłącznik, 1 pole, 16A, do montażu tablicowego w otworze 22mm, sterowanie kluczem, bez tabliczki | http://datasheet.lovatoelectric.com/Rotary_cam_switches/POL/7GN1205U12.pdf | Rotary cam switch 7GN series, ON-OFF switch 1 pole 16A, for front mounting without front plate with key operation for hole Ø22mm fixing | http://datasheet.lovatoelectric.com/Rotary_cam_switches/RON/7GN1205U12.pdf
7GN1205U25 |  |  | Rotary cam switch 7GN series, ON-OFF switch 1 pole 16A, for front mounting with red/yellow handle padlockable in 0 and protection covers, front plate 65X65mm | http://datasheet.lovatoelectric.com/Rotary_cam_switches/ENG/7GN1205U25.pdf | Commutatore a camme serie 7GN, interruttore 1 polo da 16A in esecuzione per montaggio frontale con maniglia giallo/rossa lucchettabile in 0 e copriterminali, mostrina 65X65mm | http://datasheet.lovatoelectric.com/Rotary_cam_switches/ITA/7GN1205U25.pdf | Łącznik krzywkowy serii 7GN, rozłącznik, 1 pole, 16A, do montażu tablicowego, z żółto/czerwonym pokrętłem blokowanym w pozycji 0, osłonami zacisków i tabliczką 65x65mm | http://datasheet.lovatoelectric.com/Rotary_cam_switches/POL/7GN1205U25.pdf | Rotary cam switch 7GN series, ON-OFF switch 1 pole 16A, for front mounting with red/yellow handle padlockable in 0 and protection covers, front plate 65X65mm | http://datasheet.lovatoelectric.com/Rotary_cam_switches/RON/7GN1205U25.pdf
7GN1205U47 |  |  | Rotary cam switch 7GN series, ON-OFF switch 1 pole 16A, for snap on front mounting with black handle for hole Ø22mm fixing, front plate 48X48mm | http://datasheet.lovatoelectric.com/Rotary_cam_switches/ENG/7GN1205U47.pdf | Commutatore a camme serie 7GN, interruttore 1 polo da 16A in esecuzione per montaggio frontale con maniglia nera e fissaggio a scatto per foro diametro 22mm, mostrina 48x48mm | http://datasheet.lovatoelectric.com/Rotary_cam_switches/ITA/7GN1205U47.pdf | Łącznik krzywkowy serii 7GN, rozłącznik, 1 pole, 16A, do montażu tablicowego w otworze 22mm z czarnym pokrętłem, montowanym na zatrzask do korpusu i tabliczką 48x48mm | http://datasheet.lovatoelectric.com/Rotary_cam_switches/POL/7GN1205U47.pdf | Rotary cam switch 7GN series, ON-OFF switch 1 pole 16A, for snap on front mounting with black handle for hole Ø22mm fixing, front plate 48X48mm | http://datasheet.lovatoelectric.com/Rotary_cam_switches/RON/7GN1205U47.pdf
7GN1205U65 |  |  | Rotary cam switch 7GN series, ON-OFF switch 1 pole 16A, for front mounting with red/yellow handle padlockable in 0 and protection covers, front plate 65X65mm | http://datasheet.lovatoelectric.com/Rotary_cam_switches/ENG/7GN1205U65.pdf | Commutatore a camme serie 7GN, interruttore 1 polo da 16A in esecuzione per montaggio frontale con maniglia giallo/rossa lucchettabile in 0 e copriterminali, mostrina 65X65mm | http://datasheet.lovatoelectric.com/Rotary_cam_switches/ITA/7GN1205U65.pdf | Łącznik krzywkowy serii 7GN, rozłącznik, 1 pole, 16A, do montażu tablicowego, z żółto/czerwonym pokrętłem blokowanym w pozycji 0, osłonami zacisków i tabliczką 65x65mm | http://datasheet.lovatoelectric.com/Rotary_cam_switches/POL/7GN1205U65.pdf | Rotary cam switch 7GN series, ON-OFF switch 1 pole 16A, for front mounting with red/yellow handle padlockable in 0 and protection covers, front plate 65X65mm | http://datasheet.lovatoelectric.com/Rotary_cam_switches/RON/7GN1205U65.pdf
7GN1206O |  |  | Rotary cam switch 7GN series, ON-OFF switch 2 poles 16A, for rear mounting with black handle, front plate 48X48mm | http://datasheet.lovatoelectric.com/Rotary_cam_switches/ENG/7GN1206O.pdf | Commutatore a camme serie 7GN, interruttore 2 poli da 16A in esecuzione per montaggio a fondo quadro con maniglia nera, mostrina 48X48mm | http://datasheet.lovatoelectric.com/Rotary_cam_switches/ITA/7GN1206O.pdf | Łącznik krzywkowy serii 7GN, rozłącznik, 2 pola, 16A, do montażu wewnątrz szafy z czarnym pokrętłem i tabliczką 48x48mm | http://datasheet.lovatoelectric.com/Rotary_cam_switches/POL/7GN1206O.pdf | Rotary cam switch 7GN series, ON-OFF switch 2 poles 16A, for rear mounting with black handle, front plate 48X48mm | http://datasheet.lovatoelectric.com/Rotary_cam_switches/RON/7GN1206O.pdf
7GN1206O48 |  |  | Rotary cam switch 7GN series, ON-OFF switch 2 poles 16A, modular service cover for 35mm DIN reail mounting with black handle, front plate 45X54mm | http://datasheet.lovatoelectric.com/Rotary_cam_switches/ENG/7GN1206O48.pdf | Commutatore a camme serie 7GN, interruttore 2 poli da 16A in esecuzione modulare per montaggio su guida DIN con maniglia nera, mostrina 45X54mm | http://datasheet.lovatoelectric.com/Rotary_cam_switches/ITA/7GN1206O48.pdf | Łącznik krzywkowy serii 7GN, rozłącznik, 2 pola, 16A, wykonanie modułowe do montażu na szynie DIN 35mm, z czarnym pokrętłem i tabliczką 45x54mm | http://datasheet.lovatoelectric.com/Rotary_cam_switches/POL/7GN1206O48.pdf | Rotary cam switch 7GN series, ON-OFF switch 2 poles 16A, modular service cover for 35mm DIN reail mounting with black handle, front plate 45X54mm | http://datasheet.lovatoelectric.com/Rotary_cam_switches/RON/7GN1206O48.pdf
7GN1206O88 |  |  | Rotary cam switch 7GN series, ON-OFF switch 2 poles 16A, for rear mounting with red/yellow handle padlockable in 0, door coupling and protection covers, front plate 65X65mm | http://datasheet.lovatoelectric.com/Rotary_cam_switches/ENG/7GN1206O88.pdf | Commutatore a camme serie 7GN, interruttore 2 poli da 16A in esecuzione per montaggio a fondo quadro con maniglia giallo/rossa lucchettabile in 0 con funzione blocco porta e copriterminali, mostrina 65X65mm | http://datasheet.lovatoelectric.com/Rotary_cam_switches/ITA/7GN1206O88.pdf | Łącznik krzywkowy serii 7GN, rozłącznik, 2 pola, 16A, do montażu wewnątrz szafy, z żółto/czerwonym pokrętłem blokowanym w pozycji 0, trzpieniem, osłonami zacisków i tabliczką 65x65mm | http://datasheet.lovatoelectric.com/Rotary_cam_switches/POL/7GN1206O88.pdf | Rotary cam switch 7GN series, ON-OFF switch 2 poles 16A, for rear mounting with red/yellow handle padlockable in 0, door coupling and protection covers, front plate 65X65mm | http://datasheet.lovatoelectric.com/Rotary_cam_switches/RON/7GN1206O88.pdf
7GN1206O98 |  |  | Rotary cam switch 7GN series, ON-OFF switch 2 poles 16A, for rear mounting with red/yellow handle padlockable in 0, door coupling and protection covers, front plate 65X65mm | http://datasheet.lovatoelectric.com/Rotary_cam_switches/ENG/7GN1206O98.pdf | Commutatore a camme serie 7GN, interruttore 2 poli da 16A in esecuzione per montaggio a fondo quadro con maniglia giallo/rossa lucchettabile in 0 con funzione blocco porta e copriterminali, mostrina 65X65mm | http://datasheet.lovatoelectric.com/Rotary_cam_switches/ITA/7GN1206O98.pdf | Łącznik krzywkowy serii 7GN, rozłącznik, 2 pola, 16A, do montażu wewnątrz szafy, z żółto/czerwonym pokrętłem blokowanym w pozycji 0, trzpieniem, osłonami zacisków i tabliczką 65x65mm | http://datasheet.lovatoelectric.com/Rotary_cam_switches/POL/7GN1206O98.pdf | Rotary cam switch 7GN series, ON-OFF switch 2 poles 16A, for rear mounting with red/yellow handle padlockable in 0, door coupling and protection covers, front plate 65X65mm | http://datasheet.lovatoelectric.com/Rotary_cam_switches/RON/7GN1206O98.pdf
7GN1206P |  |  | Enclosed rotary cam switch 7GN series, ON-OFF switch 2 poles 16A in plastic enclosure 75X75mm with black handle | http://datasheet.lovatoelectric.com/Rotary_cam_switches/ENG/7GN1206P.pdf | Commutatore a camme serie 7GN, interruttore 2 poli da 16A in cassetta plastica 75X75mm con maniglia nera | http://datasheet.lovatoelectric.com/Rotary_cam_switches/ITA/7GN1206P.pdf | Łącznik krzywkowy serii 7GN, rozłącznik, 2 pola, 16A, w obudowie 75x75mm i czarnym pokrętłem | http://datasheet.lovatoelectric.com/Rotary_cam_switches/POL/7GN1206P.pdf | Enclosed rotary cam switch 7GN series, ON-OFF switch 2 poles 16A in plastic enclosure 75X75mm with black handle | http://datasheet.lovatoelectric.com/Rotary_cam_switches/RON/7GN1206P.pdf
7GN1206P25 |  |  | Enclosed rotary cam switch 7GN series, ON-OFF switch 2 poles 16A in plastic enclosure 90X90mm with red/yellow handle | http://datasheet.lovatoelectric.com/Rotary_cam_switches/ENG/7GN1206P25.pdf | Commutatore a camme serie 7GN, interruttore 2 poli da 16A in cassetta plastica 90X90mm con maniglia giallo/rossa | http://datasheet.lovatoelectric.com/Rotary_cam_switches/ITA/7GN1206P25.pdf | Łącznik krzywkowy serii 7GN, rozłącznik, 2 pola, 16A, w obudowie 90x90mm i żółto/czerwonym pokrętłem | http://datasheet.lovatoelectric.com/Rotary_cam_switches/POL/7GN1206P25.pdf | Enclosed rotary cam switch 7GN series, ON-OFF switch 2 poles 16A in plastic enclosure 90X90mm with red/yellow handle | http://datasheet.lovatoelectric.com/Rotary_cam_switches/RON/7GN1206P25.pdf
7GN1206U |  |  | Rotary cam switch 7GN series, ON-OFF switch 2 poles 16A, for front mounting with black handle, front plate 48X48mm | http://datasheet.lovatoelectric.com/Rotary_cam_switches/ENG/7GN1206U.pdf | Commutatore a camme serie 7GN, interruttore 2 poli da 16A in esecuzione per montaggio frontale con maniglia nera, mostrina 48X48mm | http://datasheet.lovatoelectric.com/Rotary_cam_switches/ITA/7GN1206U.pdf | Łącznik krzywkowy serii 7GN, rozłącznik, 2 pola, 16A, do montażu tablicowego, z czarnym pokrętłem i tabliczką 48x48mm | http://datasheet.lovatoelectric.com/Rotary_cam_switches/POL/7GN1206U.pdf | Rotary cam switch 7GN series, ON-OFF switch 2 poles 16A, for front mounting with black handle, front plate 48X48mm | http://datasheet.lovatoelectric.com/Rotary_cam_switches/RON/7GN1206U.pdf
7GN1206U11 |  |  | Rotary cam switch 7GN series, ON-OFF switch 2 poles 16A, for front mounting with black handle without front plate for hole Ø22mm fixing | http://datasheet.lovatoelectric.com/Rotary_cam_switches/ENG/7GN1206U11.pdf | Commutatore a camme serie 7GN, interruttore 2 poli da 16A in esecuzione per montaggio frontale con maniglia nera senza mostrina con fissaggio foro diametro 22mm | http://datasheet.lovatoelectric.com/Rotary_cam_switches/ITA/7GN1206U11.pdf | Łącznik krzywkowy serii 7GN, rozłącznik, 2 pola, 16A, do montażu tablicowego w otworze 22mm, z czarnym pokrętłem bez tabliczki | http://datasheet.lovatoelectric.com/Rotary_cam_switches/POL/7GN1206U11.pdf | Rotary cam switch 7GN series, ON-OFF switch 2 poles 16A, for front mounting with black handle without front plate for hole Ø22mm fixing | http://datasheet.lovatoelectric.com/Rotary_cam_switches/RON/7GN1206U11.pdf
7GN1206U12 |  |  | Rotary cam switch 7GN series, ON-OFF switch 2 poles 16A, for front mounting without front plate with key operation for hole Ø22mm fixing | http://datasheet.lovatoelectric.com/Rotary_cam_switches/ENG/7GN1206U12.pdf | Commutatore a camme serie 7GN, interruttore 2 poli da 16A in esecuzione per montaggio frontale senza mostrina con comando a chiave e fissaggio foro diametro 22mm | http://datasheet.lovatoelectric.com/Rotary_cam_switches/ITA/7GN1206U12.pdf | Łącznik krzywkowy serii 7GN, rozłącznik, 2 pola, 16A, do montażu tablicowego w otworze 22mm, sterowanie kluczem, bez tabliczki | http://datasheet.lovatoelectric.com/Rotary_cam_switches/POL/7GN1206U12.pdf | Rotary cam switch 7GN series, ON-OFF switch 2 poles 16A, for front mounting without front plate with key operation for hole Ø22mm fixing | http://datasheet.lovatoelectric.com/Rotary_cam_switches/RON/7GN1206U12.pdf
7GN1206U25 |  |  | Rotary cam switch 7GN series, ON-OFF switch 2 poles 16A, for front mounting with red/yellow handle padlockable in 0 and protection covers, front plate 65X65mm | http://datasheet.lovatoelectric.com/Rotary_cam_switches/ENG/7GN1206U25.pdf | Commutatore a camme serie 7GN, interruttore 2 poli da 16A in esecuzione per montaggio frontale con maniglia giallo/rossa lucchettabile in 0 e copriterminali, mostrina 65X65mm | http://datasheet.lovatoelectric.com/Rotary_cam_switches/ITA/7GN1206U25.pdf | Łącznik krzywkowy serii 7GN, rozłącznik, 2 pola, 16A, do montażu tablicowego, z żółto/czerwonym pokrętłem blokowanym w pozycji 0, osłonami zacisków i tabliczką 65x65mm | http://datasheet.lovatoelectric.com/Rotary_cam_switches/POL/7GN1206U25.pdf | Rotary cam switch 7GN series, ON-OFF switch 2 poles 16A, for front mounting with red/yellow handle padlockable in 0 and protection covers, front plate 65X65mm | http://datasheet.lovatoelectric.com/Rotary_cam_switches/RON/7GN1206U25.pdf
7GN1206U47 |  |  | Rotary cam switch 7GN series, ON-OFF switch 2 poles 16A, for snap on front mounting with black handle for hole Ø22mm fixing, front plate 48X48mm | http://datasheet.lovatoelectric.com/Rotary_cam_switches/ENG/7GN1206U47.pdf | Commutatore a camme serie 7GN, interruttore 2 poli da 16A in esecuzione per montaggio frontale con maniglia nera e fissaggio a scatto per foro diametro 22mm, mostrina 48x48mm | http://datasheet.lovatoelectric.com/Rotary_cam_switches/ITA/7GN1206U47.pdf | Łącznik krzywkowy serii 7GN, rozłącznik, 2 pola, 16A, do montażu tablicowego w otworze 22mm z czarnym pokrętłem, montowanym na zatrzask do korpusu i tabliczką 48x48mm | http://datasheet.lovatoelectric.com/Rotary_cam_switches/POL/7GN1206U47.pdf | Rotary cam switch 7GN series, ON-OFF switch 2 poles 16A, for snap on front mounting with black handle for hole Ø22mm fixing, front plate 48X48mm | http://datasheet.lovatoelectric.com/Rotary_cam_switches/RON/7GN1206U47.pdf
7GN1206U65 |  |  | Rotary cam switch 7GN series, ON-OFF switch 2 poles 16A, for front mounting with red/yellow handle padlockable in 0 and protection covers, front plate 65X65mm | http://datasheet.lovatoelectric.com/Rotary_cam_switches/ENG/7GN1206U65.pdf | Commutatore a camme serie 7GN, interruttore 2 poli da 16A in esecuzione per montaggio frontale con maniglia giallo/rossa lucchettabile in 0 e copriterminali, mostrina 65X65mm | http://datasheet.lovatoelectric.com/Rotary_cam_switches/ITA/7GN1206U65.pdf | Łącznik krzywkowy serii 7GN, rozłącznik, 2 pola, 16A, do montażu tablicowego, z żółto/czerwonym pokrętłem blokowanym w pozycji 0, osłonami zacisków i tabliczką 65x65mm | http://datasheet.lovatoelectric.com/Rotary_cam_switches/POL/7GN1206U65.pdf | Rotary cam switch 7GN series, ON-OFF switch 2 poles 16A, for front mounting with red/yellow handle padlockable in 0 and protection covers, front plate 65X65mm | http://datasheet.lovatoelectric.com/Rotary_cam_switches/RON/7GN1206U65.pdf
7GN1207O |  |  | Rotary cam switch 7GN series, ON-OFF switch 3 poles 16A, for rear mounting with black handle, front plate 48X48mm | http://datasheet.lovatoelectric.com/Rotary_cam_switches/ENG/7GN1207O.pdf | Commutatore a camme serie 7GN, interruttore 3 poli da 16A in esecuzione per montaggio a fondo quadro con maniglia nera, mostrina 48X48mm | http://datasheet.lovatoelectric.com/Rotary_cam_switches/ITA/7GN1207O.pdf | Łącznik krzywkowy serii 7GN, rozłącznik, 3 pola, 16A, do montażu wewnątrz szafy z czarnym pokrętłem i tabliczką 48x48mm | http://datasheet.lovatoelectric.com/Rotary_cam_switches/POL/7GN1207O.pdf | Rotary cam switch 7GN series, ON-OFF switch 3 poles 16A, for rear mounting with black handle, front plate 48X48mm | http://datasheet.lovatoelectric.com/Rotary_cam_switches/RON/7GN1207O.pdf
7GN1207O48 |  |  | Rotary cam switch 7GN series, ON-OFF switch 3 poles 16A, modular service cover for 35mm DIN reail mounting with black handle, front plate 45X54mm | http://datasheet.lovatoelectric.com/Rotary_cam_switches/ENG/7GN1207O48.pdf | Commutatore a camme serie 7GN, interruttore 3 poli da 16A in esecuzione modulare per montaggio su guida DIN con maniglia nera, mostrina 45X54mm | http://datasheet.lovatoelectric.com/Rotary_cam_switches/ITA/7GN1207O48.pdf | Łącznik krzywkowy serii 7GN, rozłącznik, 3 pola, 16A, wykonanie modułowe do montażu na szynie DIN 35mm, z czarnym pokrętłem i tabliczką 45x54mm | http://datasheet.lovatoelectric.com/Rotary_cam_switches/POL/7GN1207O48.pdf | Rotary cam switch 7GN series, ON-OFF switch 3 poles 16A, modular service cover for 35mm DIN reail mounting with black handle, front plate 45X54mm | http://datasheet.lovatoelectric.com/Rotary_cam_switches/RON/7GN1207O48.pdf
7GN1207O88 |  |  | Rotary cam switch 7GN series, ON-OFF switch 3 poles 16A, for rear mounting with red/yellow handle padlockable in 0, door coupling and protection covers, front plate 65X65mm | http://datasheet.lovatoelectric.com/Rotary_cam_switches/ENG/7GN1207O88.pdf | Commutatore a camme serie 7GN, interruttore 3 poli da 16A in esecuzione per montaggio a fondo quadro con maniglia giallo/rossa lucchettabile in 0 con funzione blocco porta e copriterminali, mostrina 65X65mm | http://datasheet.lovatoelectric.com/Rotary_cam_switches/ITA/7GN1207O88.pdf | Łącznik krzywkowy serii 7GN, rozłącznik, 3 pola, 16A, do montażu wewnątrz szafy, z żółto/czerwonym pokrętłem blokowanym w pozycji 0, trzpieniem, osłonami zacisków i tabliczką 65x65mm | http://datasheet.lovatoelectric.com/Rotary_cam_switches/POL/7GN1207O88.pdf | Rotary cam switch 7GN series, ON-OFF switch 3 poles 16A, for rear mounting with red/yellow handle padlockable in 0, door coupling and protection covers, front plate 65X65mm | http://datasheet.lovatoelectric.com/Rotary_cam_switches/RON/7GN1207O88.pdf
7GN1207O98 |  |  | Rotary cam switch 7GN series, ON-OFF switch 3 poles 16A, for rear mounting with red/yellow handle padlockable in 0, door coupling and protection covers, front plate 65X65mm | http://datasheet.lovatoelectric.com/Rotary_cam_switches/ENG/7GN1207O98.pdf | Commutatore a camme serie 7GN, interruttore 3 poli da 16A in esecuzione per montaggio a fondo quadro con maniglia giallo/rossa lucchettabile in 0 con funzione blocco porta e copriterminali, mostrina 65X65mm | http://datasheet.lovatoelectric.com/Rotary_cam_switches/ITA/7GN1207O98.pdf | Łącznik krzywkowy serii 7GN, rozłącznik, 3 pola, 16A, do montażu wewnątrz szafy, z żółto/czerwonym pokrętłem blokowanym w pozycji 0, trzpieniem, osłonami zacisków i tabliczką 65x65mm | http://datasheet.lovatoelectric.com/Rotary_cam_switches/POL/7GN1207O98.pdf | Rotary cam switch 7GN series, ON-OFF switch 3 poles 16A, for rear mounting with red/yellow handle padlockable in 0, door coupling and protection covers, front plate 65X65mm | http://datasheet.lovatoelectric.com/Rotary_cam_switches/RON/7GN1207O98.pdf
7GN1207P |  |  | Enclosed rotary cam switch 7GN series, ON-OFF switch 3 poles 16A in plastic enclosure 75X75mm with black handle | http://datasheet.lovatoelectric.com/Rotary_cam_switches/ENG/7GN1207P.pdf | Commutatore a camme serie 7GN, interruttore 3 poli da 16A in cassetta plastica 75X75mm con maniglia nera | http://datasheet.lovatoelectric.com/Rotary_cam_switches/ITA/7GN1207P.pdf | Łącznik krzywkowy serii 7GN, rozłącznik, 3 pola, 16A, w obudowie 75x75mm i czarnym pokrętłem | http://datasheet.lovatoelectric.com/Rotary_cam_switches/POL/7GN1207P.pdf | Enclosed rotary cam switch 7GN series, ON-OFF switch 3 poles 16A in plastic enclosure 75X75mm with black handle | http://datasheet.lovatoelectric.com/Rotary_cam_switches/RON/7GN1207P.pdf
7GN1207P25 |  |  | Enclosed rotary cam switch 7GN series, ON-OFF switch 3 poles 16A in plastic enclosure 90X90mm with red/yellow handle | http://datasheet.lovatoelectric.com/Rotary_cam_switches/ENG/7GN1207P25.pdf | Commutatore a camme serie 7GN, interruttore 3 poli da 16A in cassetta plastica 90X90mm con maniglia giallo/rossa | http://datasheet.lovatoelectric.com/Rotary_cam_switches/ITA/7GN1207P25.pdf | Łącznik krzywkowy serii 7GN, rozłącznik, 3 pola, 16A, w obudowie 90x90mm i żółto/czerwonym pokrętłem | http://datasheet.lovatoelectric.com/Rotary_cam_switches/POL/7GN1207P25.pdf | Enclosed rotary cam switch 7GN series, ON-OFF switch 3 poles 16A in plastic enclosure 90X90mm with red/yellow handle | http://datasheet.lovatoelectric.com/Rotary_cam_switches/RON/7GN1207P25.pdf
7GN1207U |  |  | Rotary cam switch 7GN series, ON-OFF switch 3 poles 16A, for front mounting with black handle, front plate 48X48mm | http://datasheet.lovatoelectric.com/Rotary_cam_switches/ENG/7GN1207U.pdf | Commutatore a camme serie 7GN, interruttore 3 poli da 16A in esecuzione per montaggio frontale con maniglia nera, mostrina 48X48mm | http://datasheet.lovatoelectric.com/Rotary_cam_switches/ITA/7GN1207U.pdf | Łącznik krzywkowy serii 7GN, rozłącznik, 3 pola, 16A, do montażu tablicowego, z czarnym pokrętłem i tabliczką 48x48mm | http://datasheet.lovatoelectric.com/Rotary_cam_switches/POL/7GN1207U.pdf | Rotary cam switch 7GN series, ON-OFF switch 3 poles 16A, for front mounting with black handle, front plate 48X48mm | http://datasheet.lovatoelectric.com/Rotary_cam_switches/RON/7GN1207U.pdf
7GN1207U11 |  |  | Rotary cam switch 7GN series, ON-OFF switch 3 poles 16A, for front mounting with black handle without front plate for hole Ø22mm fixing | http://datasheet.lovatoelectric.com/Rotary_cam_switches/ENG/7GN1207U11.pdf | Commutatore a camme serie 7GN, interruttore 3 poli da 16A in esecuzione per montaggio frontale con maniglia nera senza mostrina con fissaggio foro diametro 22mm | http://datasheet.lovatoelectric.com/Rotary_cam_switches/ITA/7GN1207U11.pdf | Łącznik krzywkowy serii 7GN, rozłącznik, 3 pola, 16A, do montażu tablicowego w otworze 22mm, z czarnym pokrętłem bez tabliczki | http://datasheet.lovatoelectric.com/Rotary_cam_switches/POL/7GN1207U11.pdf | Rotary cam switch 7GN series, ON-OFF switch 3 poles 16A, for front mounting with black handle without front plate for hole Ø22mm fixing | http://datasheet.lovatoelectric.com/Rotary_cam_switches/RON/7GN1207U11.pdf
7GN1207U12 |  |  | Rotary cam switch 7GN series, ON-OFF switch 3 poles 16A, for front mounting without front plate with key operation for hole Ø22mm fixing | http://datasheet.lovatoelectric.com/Rotary_cam_switches/ENG/7GN1207U12.pdf | Commutatore a camme serie 7GN, interruttore 3 poli da 16A in esecuzione per montaggio frontale senza mostrina con comando a chiave e fissaggio foro diametro 22mm | http://datasheet.lovatoelectric.com/Rotary_cam_switches/ITA/7GN1207U12.pdf | Łącznik krzywkowy serii 7GN, rozłącznik, 3 pola, 16A, do montażu tablicowego w otworze 22mm, sterowanie kluczem, bez tabliczki | http://datasheet.lovatoelectric.com/Rotary_cam_switches/POL/7GN1207U12.pdf | Rotary cam switch 7GN series, ON-OFF switch 3 poles 16A, for front mounting without front plate with key operation for hole Ø22mm fixing | http://datasheet.lovatoelectric.com/Rotary_cam_switches/RON/7GN1207U12.pdf
7GN1207U25 |  |  | Rotary cam switch 7GN series, ON-OFF switch 3 poles 16A, for front mounting with red/yellow handle padlockable in 0 and protection covers, front plate 65X65mm | http://datasheet.lovatoelectric.com/Rotary_cam_switches/ENG/7GN1207U25.pdf | Commutatore a camme serie 7GN, interruttore 3 poli da 16A in esecuzione per montaggio frontale con maniglia giallo/rossa lucchettabile in 0 e copriterminali, mostrina 65X65mm | http://datasheet.lovatoelectric.com/Rotary_cam_switches/ITA/7GN1207U25.pdf | Łącznik krzywkowy serii 7GN, rozłącznik, 3 pola, 16A, do montażu tablicowego, z żółto/czerwonym pokrętłem blokowanym w pozycji 0, osłonami zacisków i tabliczką 65x65mm | http://datasheet.lovatoelectric.com/Rotary_cam_switches/POL/7GN1207U25.pdf | Rotary cam switch 7GN series, ON-OFF switch 3 poles 16A, for front mounting with red/yellow handle padlockable in 0 and protection covers, front plate 65X65mm | http://datasheet.lovatoelectric.com/Rotary_cam_switches/RON/7GN1207U25.pdf
7GN1207U47 |  |  | Rotary cam switch 7GN series, ON-OFF switch 3 poles 16A, for snap on front mounting with black handle for hole Ø22mm fixing, front plate 48X48mm | http://datasheet.lovatoelectric.com/Rotary_cam_switches/ENG/7GN1207U47.pdf | Commutatore a camme serie 7GN, interruttore 3 poli da 16A in esecuzione per montaggio frontale con maniglia nera e fissaggio a scatto per foro diametro 22mm, mostrina 48x48mm | http://datasheet.lovatoelectric.com/Rotary_cam_switches/ITA/7GN1207U47.pdf | Łącznik krzywkowy serii 7GN, rozłącznik, 3 pola, 16A, do montażu tablicowego w otworze 22mm z czarnym pokrętłem, montowanym na zatrzask do korpusu i tabliczką 48x48mm | http://datasheet.lovatoelectric.com/Rotary_cam_switches/POL/7GN1207U47.pdf | Rotary cam switch 7GN series, ON-OFF switch 3 poles 16A, for snap on front mounting with black handle for hole Ø22mm fixing, front plate 48X48mm | http://datasheet.lovatoelectric.com/Rotary_cam_switches/RON/7GN1207U47.pdf
7GN1207U65 |  |  | Rotary cam switch 7GN series, ON-OFF switch 3 poles 16A, for front mounting with red/yellow handle padlockable in 0 and protection covers, front plate 65X65mm | http://datasheet.lovatoelectric.com/Rotary_cam_switches/ENG/7GN1207U65.pdf | Commutatore a camme serie 7GN, interruttore 3 poli da 16A in esecuzione per montaggio frontale con maniglia giallo/rossa lucchettabile in 0 e copriterminali, mostrina 65X65mm | http://datasheet.lovatoelectric.com/Rotary_cam_switches/ITA/7GN1207U65.pdf | Łącznik krzywkowy serii 7GN, rozłącznik, 3 pola, 16A, do montażu tablicowego, z żółto/czerwonym pokrętłem blokowanym w pozycji 0, osłonami zacisków i tabliczką 65x65mm | http://datasheet.lovatoelectric.com/Rotary_cam_switches/POL/7GN1207U65.pdf | Rotary cam switch 7GN series, ON-OFF switch 3 poles 16A, for front mounting with red/yellow handle padlockable in 0 and protection covers, front plate 65X65mm | http://datasheet.lovatoelectric.com/Rotary_cam_switches/RON/7GN1207U65.pdf
7GN1208O |  |  | Rotary cam switch 7GN series, ON-OFF switch 4 poles 125A, for rear mounting with black handle, front plate 48X48mm | http://datasheet.lovatoelectric.com/Rotary_cam_switches/ENG/7GN1208O.pdf | Commutatore a camme serie 7GN, interruttore 4 poli da 16A in esecuzione per montaggio a fondo quadro con maniglia nera, mostrina 48X48mm | http://datasheet.lovatoelectric.com/Rotary_cam_switches/ITA/7GN1208O.pdf | Łącznik krzywkowy serii 7GN, rozłącznik, 4 pola, 125A, do montażu wewnątrz szafy z czarnym pokrętłem i tabliczką 48x48mm | http://datasheet.lovatoelectric.com/Rotary_cam_switches/POL/7GN1208O.pdf | Rotary cam switch 7GN series, ON-OFF switch 4 poles 125A, for rear mounting with black handle, front plate 48X48mm | http://datasheet.lovatoelectric.com/Rotary_cam_switches/RON/7GN1208O.pdf
7GN1208O48 |  |  | Rotary cam switch 7GN series, ON-OFF switch 4 poles 16A, modular service cover for 35mm DIN reail mounting with black handle, front plate 45X54mm | http://datasheet.lovatoelectric.com/Rotary_cam_switches/ENG/7GN1208O48.pdf | Commutatore a camme serie 7GN, interruttore 4 poli da 16A in esecuzione modulare per montaggio su guida DIN con maniglia nera, mostrina 45X54mm | http://datasheet.lovatoelectric.com/Rotary_cam_switches/ITA/7GN1208O48.pdf | Łącznik krzywkowy serii 7GN, rozłącznik, 4 pola, 16A, wykonanie modułowe do montażu na szynie DIN 35mm, z czarnym pokrętłem i tabliczką 45x54mm | http://datasheet.lovatoelectric.com/Rotary_cam_switches/POL/7GN1208O48.pdf | Rotary cam switch 7GN series, ON-OFF switch 4 poles 16A, modular service cover for 35mm DIN reail mounting with black handle, front plate 45X54mm | http://datasheet.lovatoelectric.com/Rotary_cam_switches/RON/7GN1208O48.pdf
7GN1208O88 |  |  | Rotary cam switch 7GN series, ON-OFF switch 4 poles 16A, for rear mounting with red/yellow handle padlockable in 0, door coupling and protection covers, front plate 65X65mm | http://datasheet.lovatoelectric.com/Rotary_cam_switches/ENG/7GN1208O88.pdf | Commutatore a camme serie 7GN, interruttore 4 poli da 16A in esecuzione per montaggio a fondo quadro con maniglia giallo/rossa lucchettabile in 0 con funzione blocco porta e copriterminali, mostrina 65X65mm | http://datasheet.lovatoelectric.com/Rotary_cam_switches/ITA/7GN1208O88.pdf | Łącznik krzywkowy serii 7GN, rozłącznik, 4 pola, 16A, do montażu wewnątrz szafy, z żółto/czerwonym pokrętłem blokowanym w pozycji 0, trzpieniem, osłonami zacisków i tabliczką 65x65mm | http://datasheet.lovatoelectric.com/Rotary_cam_switches/POL/7GN1208O88.pdf | Rotary cam switch 7GN series, ON-OFF switch 4 poles 16A, for rear mounting with red/yellow handle padlockable in 0, door coupling and protection covers, front plate 65X65mm | http://datasheet.lovatoelectric.com/Rotary_cam_switches/RON/7GN1208O88.pdf
7GN1208O98 |  |  | Rotary cam switch 7GN series, ON-OFF switch 4 poles 16A, for rear mounting with red/yellow handle padlockable in 0, door coupling and protection covers, front plate 65X65mm | http://datasheet.lovatoelectric.com/Rotary_cam_switches/ENG/7GN1208O98.pdf | Commutatore a camme serie 7GN, interruttore 4 poli da 16A in esecuzione per montaggio a fondo quadro con maniglia giallo/rossa lucchettabile in 0 con funzione blocco porta e copriterminali, mostrina 65X65mm | http://datasheet.lovatoelectric.com/Rotary_cam_switches/ITA/7GN1208O98.pdf | Łącznik krzywkowy serii 7GN, rozłącznik, 4 pola, 16A, do montażu wewnątrz szafy, z żółto/czerwonym pokrętłem blokowanym w pozycji 0, trzpieniem, osłonami zacisków i tabliczką 65x65mm | http://datasheet.lovatoelectric.com/Rotary_cam_switches/POL/7GN1208O98.pdf | Rotary cam switch 7GN series, ON-OFF switch 4 poles 16A, for rear mounting with red/yellow handle padlockable in 0, door coupling and protection covers, front plate 65X65mm | http://datasheet.lovatoelectric.com/Rotary_cam_switches/RON/7GN1208O98.pdf
7GN1208P |  |  | Enclosed rotary cam switch 7GN series, ON-OFF switch 4 poles 16A in plastic enclosure 75X75mm with black handle | http://datasheet.lovatoelectric.com/Rotary_cam_switches/ENG/7GN1208P.pdf | Commutatore a camme serie 7GN, interruttore 4 poli da 16A in cassetta plastica 75X75mm con maniglia nera | http://datasheet.lovatoelectric.com/Rotary_cam_switches/ITA/7GN1208P.pdf | Łącznik krzywkowy serii 7GN, rozłącznik, 4 pola, 16A, w obudowie 75x75mm i czarnym pokrętłem | http://datasheet.lovatoelectric.com/Rotary_cam_switches/POL/7GN1208P.pdf | Enclosed rotary cam switch 7GN series, ON-OFF switch 4 poles 16A in plastic enclosure 75X75mm with black handle | http://datasheet.lovatoelectric.com/Rotary_cam_switches/RON/7GN1208P.pdf
7GN1208P25 |  |  | Enclosed rotary cam switch 7GN series, ON-OFF switch 4 poles 16A in plastic enclosure 90X90mm with red/yellow handle | http://datasheet.lovatoelectric.com/Rotary_cam_switches/ENG/7GN1208P25.pdf | Commutatore a camme serie 7GN, interruttore 4 poli da 16A in cassetta plastica 90X90mm con maniglia giallo/rossa | http://datasheet.lovatoelectric.com/Rotary_cam_switches/ITA/7GN1208P25.pdf | Łącznik krzywkowy serii 7GN, rozłącznik, 4 pola, 16A, w obudowie 90x90mm i żółto/czerwonym pokrętłem | http://datasheet.lovatoelectric.com/Rotary_cam_switches/POL/7GN1208P25.pdf | Enclosed rotary cam switch 7GN series, ON-OFF switch 4 poles 16A in plastic enclosure 90X90mm with red/yellow handle | http://datasheet.lovatoelectric.com/Rotary_cam_switches/RON/7GN1208P25.pdf
7GN1208U |  |  | Rotary cam switch 7GN series, ON-OFF switch 4 poles 125A, for front mounting with black handle, front plate 48X48mm | http://datasheet.lovatoelectric.com/Rotary_cam_switches/ENG/7GN1208U.pdf | Commutatore a camme serie 7GN, interruttore 4 poli da 16A in esecuzione per montaggio frontale con maniglia nera, mostrina 48X48mm | http://datasheet.lovatoelectric.com/Rotary_cam_switches/ITA/7GN1208U.pdf | Łącznik krzywkowy serii 7GN, rozłącznik, 4 pola, 125A, do montażu tablicowego, z czarnym pokrętłem i tabliczką 48x48mm | http://datasheet.lovatoelectric.com/Rotary_cam_switches/POL/7GN1208U.pdf | Rotary cam switch 7GN series, ON-OFF switch 4 poles 125A, for front mounting with black handle, front plate 48X48mm | http://datasheet.lovatoelectric.com/Rotary_cam_switches/RON/7GN1208U.pdf
7GN1208U11 |  |  | Rotary cam switch 7GN series, ON-OFF switch 4 poles 16A, for front mounting with black handle without front plate for hole Ø22mm fixing | http://datasheet.lovatoelectric.com/Rotary_cam_switches/ENG/7GN1208U11.pdf | Commutatore a camme serie 7GN, interruttore 4 poli da 16A in esecuzione per montaggio frontale con maniglia nera senza mostrina con fissaggio foro diametro 22mm | http://datasheet.lovatoelectric.com/Rotary_cam_switches/ITA/7GN1208U11.pdf | Łącznik krzywkowy serii 7GN, rozłącznik, 4 pola, 16A, do montażu tablicowego w otworze 22mm, z czarnym pokrętłem bez tabliczki | http://datasheet.lovatoelectric.com/Rotary_cam_switches/POL/7GN1208U11.pdf | Rotary cam switch 7GN series, ON-OFF switch 4 poles 16A, for front mounting with black handle without front plate for hole Ø22mm fixing | http://datasheet.lovatoelectric.com/Rotary_cam_switches/RON/7GN1208U11.pdf
7GN1208U12 |  |  | Rotary cam switch 7GN series, ON-OFF switch 4 poles 16A, for front mounting without front plate with key operation for hole Ø22mm fixing | http://datasheet.lovatoelectric.com/Rotary_cam_switches/ENG/7GN1208U12.pdf | Commutatore a camme serie 7GN, interruttore 4 poli da 16A in esecuzione per montaggio frontale senza mostrina con comando a chiave e fissaggio foro diametro 22mm | http://datasheet.lovatoelectric.com/Rotary_cam_switches/ITA/7GN1208U12.pdf | Łącznik krzywkowy serii 7GN, rozłącznik, 4 pola, 16A, do montażu tablicowego w otworze 22mm, sterowanie kluczem, bez tabliczki | http://datasheet.lovatoelectric.com/Rotary_cam_switches/POL/7GN1208U12.pdf | Rotary cam switch 7GN series, ON-OFF switch 4 poles 16A, for front mounting without front plate with key operation for hole Ø22mm fixing | http://datasheet.lovatoelectric.com/Rotary_cam_switches/RON/7GN1208U12.pdf
7GN1208U25 |  |  | Rotary cam switch 7GN series, ON-OFF switch 4 poles 16A, for front mounting with red/yellow handle padlockable in 0 and protection covers, front plate 65X65mm | http://datasheet.lovatoelectric.com/Rotary_cam_switches/ENG/7GN1208U25.pdf | Commutatore a camme serie 7GN, interruttore 4 poli da 16A in esecuzione per montaggio frontale con maniglia giallo/rossa lucchettabile in 0 e copriterminali, mostrina 65X65mm | http://datasheet.lovatoelectric.com/Rotary_cam_switches/ITA/7GN1208U25.pdf | Łącznik krzywkowy serii 7GN, rozłącznik, 4 pola, 16A, do montażu tablicowego, z żółto/czerwonym pokrętłem blokowanym w pozycji 0, osłonami zacisków i tabliczką 65x65mm | http://datasheet.lovatoelectric.com/Rotary_cam_switches/POL/7GN1208U25.pdf | Rotary cam switch 7GN series, ON-OFF switch 4 poles 16A, for front mounting with red/yellow handle padlockable in 0 and protection covers, front plate 65X65mm | http://datasheet.lovatoelectric.com/Rotary_cam_switches/RON/7GN1208U25.pdf
7GN1208U47 |  |  | Rotary cam switch 7GN series, ON-OFF switch 4 poles 16A, for snap on front mounting with black handle for hole Ø22mm fixing, front plate 48X48mm | http://datasheet.lovatoelectric.com/Rotary_cam_switches/ENG/7GN1208U47.pdf | Commutatore a camme serie 7GN, interruttore 4 poli da 16A in esecuzione per montaggio frontale con maniglia nera e fissaggio a scatto per foro diametro 22mm, mostrina 48x48mm | http://datasheet.lovatoelectric.com/Rotary_cam_switches/ITA/7GN1208U47.pdf | Łącznik krzywkowy serii 7GN, rozłącznik, 4 pola, 16A, do montażu tablicowego w otworze 22mm z czarnym pokrętłem, montowanym na zatrzask do korpusu i tabliczką 48x48mm | http://datasheet.lovatoelectric.com/Rotary_cam_switches/POL/7GN1208U47.pdf | Rotary cam switch 7GN series, ON-OFF switch 4 poles 16A, for snap on front mounting with black handle for hole Ø22mm fixing, front plate 48X48mm | http://datasheet.lovatoelectric.com/Rotary_cam_switches/RON/7GN1208U47.pdf
7GN1208U65 |  |  | Rotary cam switch 7GN series, ON-OFF switch 4 poles 16A, for front mounting with red/yellow handle padlockable in 0 and protection covers, front plate 65X65mm | http://datasheet.lovatoelectric.com/Rotary_cam_switches/ENG/7GN1208U65.pdf | Commutatore a camme serie 7GN, interruttore 4 poli da 16A in esecuzione per montaggio frontale con maniglia giallo/rossa lucchettabile in 0 e copriterminali, mostrina 65X65mm | http://datasheet.lovatoelectric.com/Rotary_cam_switches/ITA/7GN1208U65.pdf | Łącznik krzywkowy serii 7GN, rozłącznik, 4 pola, 16A, do montażu tablicowego, z żółto/czerwonym pokrętłem blokowanym w pozycji 0, osłonami zacisków i tabliczką 65x65mm | http://datasheet.lovatoelectric.com/Rotary_cam_switches/POL/7GN1208U65.pdf | Rotary cam switch 7GN series, ON-OFF switch 4 poles 16A, for front mounting with red/yellow handle padlockable in 0 and protection covers, front plate 65X65mm | http://datasheet.lovatoelectric.com/Rotary_cam_switches/RON/7GN1208U65.pdf
7GN12107O |  |  | Rotary cam switch 7GN series, multi-step 0-1-2, 1 pole 16A, for rear mounting with black handle, front plate 48X48mm | http://datasheet.lovatoelectric.com/Rotary_cam_switches/ENG/7GN12107O.pdf | Commutatore a camme serie 7GN, multivia 0-1-2 1 polo da 16A in esecuzione per montaggio a fondo quadro con maniglia nera, mostrina 48X48mm | http://datasheet.lovatoelectric.com/Rotary_cam_switches/ITA/7GN12107O.pdf | Łącznik krzywkowy serii 7GN, wielopozycyjny 0-1-2, 1 pole, 16A, do montażu wewnątrz szafy z czarnym pokrętłem i tabliczką 48x48mm | http://datasheet.lovatoelectric.com/Rotary_cam_switches/POL/7GN12107O.pdf | Rotary cam switch 7GN series, multi-step 0-1-2, 1 pole 16A, for rear mounting with black handle, front plate 48X48mm | http://datasheet.lovatoelectric.com/Rotary_cam_switches/RON/7GN12107O.pdf
7GN12107O48 |  |  | Rotary cam switch 7GN series, multi-step 0-1-2, 1 pole 16A, modular service cover for 35mm DIN reail mounting with black handle, front plate 45X54mm | http://datasheet.lovatoelectric.com/Rotary_cam_switches/ENG/7GN12107O48.pdf | Commutatore a camme serie 7GN, multivia 0-1-2 1 polo da 16A in esecuzione modulare per montaggio su guida DIN con maniglia nera, mostrina 45X54mm | http://datasheet.lovatoelectric.com/Rotary_cam_switches/ITA/7GN12107O48.pdf | Łącznik krzywkowy serii 7GN, wielopozycyjny 0-1-2, 1 pole, 16A, wykonanie modułowe do montażu na szynie DIN 35mm, z czarnym pokrętłem i tabliczką 45x54mm | http://datasheet.lovatoelectric.com/Rotary_cam_switches/POL/7GN12107O48.pdf | Rotary cam switch 7GN series, multi-step 0-1-2, 1 pole 16A, modular service cover for 35mm DIN reail mounting with black handle, front plate 45X54mm | http://datasheet.lovatoelectric.com/Rotary_cam_switches/RON/7GN12107O48.pdf
7GN12107P |  |  | Enclosed rotary cam switch 7GN series, multi-step 0-1-2, 1 pole 16A in plastic enclosure 75X75mm with black handle | http://datasheet.lovatoelectric.com/Rotary_cam_switches/ENG/7GN12107P.pdf | Commutatore a camme serie 7GN, multivia 0-1-2 1 polo da 16A in cassetta plastica 75X75mm con maniglia nera | http://datasheet.lovatoelectric.com/Rotary_cam_switches/ITA/7GN12107P.pdf | Łącznik krzywkowy serii 7GN, wielopozycyjny 0-1-2, 1 pole, 16A, w obudowie 75x75mm i czarnym pokrętłem | http://datasheet.lovatoelectric.com/Rotary_cam_switches/POL/7GN12107P.pdf | Enclosed rotary cam switch 7GN series, multi-step 0-1-2, 1 pole 16A in plastic enclosure 75X75mm with black handle | http://datasheet.lovatoelectric.com/Rotary_cam_switches/RON/7GN12107P.pdf
7GN12107U |  |  | Rotary cam switch 7GN series, multi-step 0-1-2, 1 pole 16A, for front mounting with black handle, front plate 48X48mm | http://datasheet.lovatoelectric.com/Rotary_cam_switches/ENG/7GN12107U.pdf | Commutatore a camme serie 7GN, multivia 0-1-2 1 polo da 16A in esecuzione per montaggio frontale con maniglia nera, mostrina 48X48mm | http://datasheet.lovatoelectric.com/Rotary_cam_switches/ITA/7GN12107U.pdf | Łącznik krzywkowy serii 7GN, wielopozycyjny 0-1-2, 1 pole, 16A, do montażu tablicowego, z czarnym pokrętłem i tabliczką 48x48mm | http://datasheet.lovatoelectric.com/Rotary_cam_switches/POL/7GN12107U.pdf | Rotary cam switch 7GN series, multi-step 0-1-2, 1 pole 16A, for front mounting with black handle, front plate 48X48mm | http://datasheet.lovatoelectric.com/Rotary_cam_switches/RON/7GN12107U.pdf
7GN12107U47 |  |  | Rotary cam switch 7GN series, multi-step 0-1-2, 1 pole 16A, for snap on front mounting with black handle for hole Ø22mm fixing, front plate 48X48mm | http://datasheet.lovatoelectric.com/Rotary_cam_switches/ENG/7GN12107U47.pdf | Commutatore a camme serie 7GN, multivia 0-1-2 1 polo da 16A in esecuzione per montaggio frontale con maniglia nera e fissaggio a scatto per foro diametro 22mm, mostrina 48X48mm | http://datasheet.lovatoelectric.com/Rotary_cam_switches/ITA/7GN12107U47.pdf | Łącznik krzywkowy serii 7GN, wielopozycyjny 0-1-2, 1 pole, 16A, do montażu tablicowego w otworze 22mm z czarnym pokrętłem, montowanym na zatrzask do korpusu i tabliczką 48x48mm | http://datasheet.lovatoelectric.com/Rotary_cam_switches/POL/7GN12107U47.pdf | Rotary cam switch 7GN series, multi-step 0-1-2, 1 pole 16A, for snap on front mounting with black handle for hole Ø22mm fixing, front plate 48X48mm | http://datasheet.lovatoelectric.com/Rotary_cam_switches/RON/7GN12107U47.pdf
7GN12108O |  |  | Rotary cam switch 7GN series, multi-step 0-1-2-3, 1 pole 16A, for rear mounting with black handle, front plate 48X48mm | http://datasheet.lovatoelectric.com/Rotary_cam_switches/ENG/7GN12108O.pdf | Commutatore a camme serie 7GN, multivia 0-1-2-3 1 polo da 16A in esecuzione per montaggio a fondo quadro con maniglia nera, mostrina 48X48mm | http://datasheet.lovatoelectric.com/Rotary_cam_switches/ITA/7GN12108O.pdf | Łącznik krzywkowy serii 7GN, wielopozycyjny 0-1-2-3, 1 pole, 16A, do montażu wewnątrz szafy z czarnym pokrętłem i tabliczką 48x48mm | http://datasheet.lovatoelectric.com/Rotary_cam_switches/POL/7GN12108O.pdf | Rotary cam switch 7GN series, multi-step 0-1-2-3, 1 pole 16A, for rear mounting with black handle, front plate 48X48mm | http://datasheet.lovatoelectric.com/Rotary_cam_switches/RON/7GN12108O.pdf
7GN12108O48 |  |  | Rotary cam switch 7GN series, multi-step 0-1-2-3, 1 pole 16A, modular service cover for 35mm DIN reail mounting with black handle, front plate 45X54mm | http://datasheet.lovatoelectric.com/Rotary_cam_switches/ENG/7GN12108O48.pdf | Commutatore a camme serie 7GN, multivia 0-1-2-3 1 polo da 16A in esecuzione modulare per montaggio su guida DIN con maniglia nera, mostrina 45X54mm | http://datasheet.lovatoelectric.com/Rotary_cam_switches/ITA/7GN12108O48.pdf | Łącznik krzywkowy serii 7GN, wielopozycyjny 0-1-2-3, 1 pole, 16A, wykonanie modułowe do montażu na szynie DIN 35mm, z czarnym pokrętłem i tabliczką 45x54mm | http://datasheet.lovatoelectric.com/Rotary_cam_switches/POL/7GN12108O48.pdf | Rotary cam switch 7GN series, multi-step 0-1-2-3, 1 pole 16A, modular service cover for 35mm DIN reail mounting with black handle, front plate 45X54mm | http://datasheet.lovatoelectric.com/Rotary_cam_switches/RON/7GN12108O48.pdf
7GN12108P | 7GN12108P.JPG | http://datasheet.lovatoelectric.com/Rotary_cam_switches/products_images/7GN12108P.JPG | Enclosed rotary cam switch 7GN series, multi-step 0-1-2-3, 1 pole 16A in plastic enclosure 75X75mm with black handle | http://datasheet.lovatoelectric.com/Rotary_cam_switches/ENG/7GN12108P.pdf | Commutatore a camme serie 7GN, multivia 0-1-2-3 1 polo da 16A in cassetta plastica 75X75mm con maniglia nera | http://datasheet.lovatoelectric.com/Rotary_cam_switches/ITA/7GN12108P.pdf | Łącznik krzywkowy serii 7GN, wielopozycyjny 0-1-2-3, 1 pole, 16A, w obudowie 75x75mm i czarnym pokrętłem | http://datasheet.lovatoelectric.com/Rotary_cam_switches/POL/7GN12108P.pdf | Enclosed rotary cam switch 7GN series, multi-step 0-1-2-3, 1 pole 16A in plastic enclosure 75X75mm with black handle | http://datasheet.lovatoelectric.com/Rotary_cam_switches/RON/7GN12108P.pdf
7GN12108U |  |  | Rotary cam switch 7GN series, multi-step 0-1-2-3, 1 pole 16A, for front mounting with black handle, front plate 48X48mm | http://datasheet.lovatoelectric.com/Rotary_cam_switches/ENG/7GN12108U.pdf | Commutatore a camme serie 7GN, multivia 0-1-2-3 1 polo da 16A in esecuzione per montaggio frontale con maniglia nera, mostrina 48X48mm | http://datasheet.lovatoelectric.com/Rotary_cam_switches/ITA/7GN12108U.pdf | Łącznik krzywkowy serii 7GN, wielopozycyjny 0-1-2-3, 1 pole, 16A, do montażu tablicowego, z czarnym pokrętłem i tabliczką 48x48mm | http://datasheet.lovatoelectric.com/Rotary_cam_switches/POL/7GN12108U.pdf | Rotary cam switch 7GN series, multi-step 0-1-2-3, 1 pole 16A, for front mounting with black handle, front plate 48X48mm | http://datasheet.lovatoelectric.com/Rotary_cam_switches/RON/7GN12108U.pdf
7GN12108U47 |  |  | Rotary cam switch 7GN series, multi-step 0-1-2-3, 1 pole 16A, for snap on front mounting with black handle for hole Ø22mm fixing, front plate 48X48mm | http://datasheet.lovatoelectric.com/Rotary_cam_switches/ENG/7GN12108U47.pdf | Commutatore a camme serie 7GN, multivia 0-1-2-3 1 polo da 16A in esecuzione per montaggio frontale con maniglia nera e fissaggio a scatto per foro diametro 22mm, mostrina 48X48mm | http://datasheet.lovatoelectric.com/Rotary_cam_switches/ITA/7GN12108U47.pdf | Łącznik krzywkowy serii 7GN, wielopozycyjny 0-1-2-3, 1 pole, 16A, do montażu tablicowego w otworze 22mm z czarnym pokrętłem, montowanym na zatrzask do korpusu i tabliczką 48x48mm | http://datasheet.lovatoelectric.com/Rotary_cam_switches/POL/7GN12108U47.pdf | Rotary cam switch 7GN series, multi-step 0-1-2-3, 1 pole 16A, for snap on front mounting with black handle for hole Ø22mm fixing, front plate 48X48mm | http://datasheet.lovatoelectric.com/Rotary_cam_switches/RON/7GN12108U47.pdf
7GN12109O |  |  | Rotary cam switch 7GN series, multi-step 0-1-2-3-4, 1 pole 16A, for rear mounting with black handle, front plate 48X48mm | http://datasheet.lovatoelectric.com/Rotary_cam_switches/ENG/7GN12109O.pdf | Commutatore a camme serie 7GN, multivia 0-1-2-3-4 1 polo da 16A in esecuzione per montaggio a fondo quadro con maniglia nera, mostrina 48X48mm | http://datasheet.lovatoelectric.com/Rotary_cam_switches/ITA/7GN12109O.pdf | Łącznik krzywkowy serii 7GN, wielopozycyjny 0-1-2-3-4, 1 pole, 16A, do montażu wewnątrz szafy z czarnym pokrętłem i tabliczką 48x48mm | http://datasheet.lovatoelectric.com/Rotary_cam_switches/POL/7GN12109O.pdf | Rotary cam switch 7GN series, multi-step 0-1-2-3-4, 1 pole 16A, for rear mounting with black handle, front plate 48X48mm | http://datasheet.lovatoelectric.com/Rotary_cam_switches/RON/7GN12109O.pdf
7GN12109O48 |  |  | Rotary cam switch 7GN series, multi-step 0-1-2-3-4, 1 pole 16A, modular service cover for 35mm DIN reail mounting with black handle, front plate 45X54mm | http://datasheet.lovatoelectric.com/Rotary_cam_switches/ENG/7GN12109O48.pdf | Commutatore a camme serie 7GN, multivia 0-1-2-3-4 1 polo da 16A in esecuzione modulare per montaggio su guida DIN con maniglia nera, mostrina 45X54mm | http://datasheet.lovatoelectric.com/Rotary_cam_switches/ITA/7GN12109O48.pdf | Łącznik krzywkowy serii 7GN, wielopozycyjny 0-1-2-3-4, 1 pole, 16A, wykonanie modułowe do montażu na szynie DIN 35mm, z czarnym pokrętłem i tabliczką 45x54mm | http://datasheet.lovatoelectric.com/Rotary_cam_switches/POL/7GN12109O48.pdf | Rotary cam switch 7GN series, multi-step 0-1-2-3-4, 1 pole 16A, modular service cover for 35mm DIN reail mounting with black handle, front plate 45X54mm | http://datasheet.lovatoelectric.com/Rotary_cam_switches/RON/7GN12109O48.pdf
7GN12109P |  |  | Enclosed rotary cam switch 7GN series, multi-step 0-1-2-3-4, 1 pole 16A in plastic enclosure 75X75mm with black handle | http://datasheet.lovatoelectric.com/Rotary_cam_switches/ENG/7GN12109P.pdf | Commutatore a camme serie 7GN, multivia 0-1-2-3-4 1 polo da 16A in cassetta plastica 75X75mm con maniglia nera | http://datasheet.lovatoelectric.com/Rotary_cam_switches/ITA/7GN12109P.pdf | Łącznik krzywkowy serii 7GN, wielopozycyjny 0-1-2-3-4, 1 pole, 16A, w obudowie 75x75mm i czarnym pokrętłem | http://datasheet.lovatoelectric.com/Rotary_cam_switches/POL/7GN12109P.pdf | Enclosed rotary cam switch 7GN series, multi-step 0-1-2-3-4, 1 pole 16A in plastic enclosure 75X75mm with black handle | http://datasheet.lovatoelectric.com/Rotary_cam_switches/RON/7GN12109P.pdf
7GN12109U | 7GN12109U.jpg | http://datasheet.lovatoelectric.com/Rotary_cam_switches/products_images/7GN12109U.jpg | Rotary cam switch 7GN series, multi-step 0-1-2-3-4, 1 pole 16A, for front mounting with black handle, front plate 48X48mm | http://datasheet.lovatoelectric.com/Rotary_cam_switches/ENG/7GN12109U.pdf | Commutatore a camme serie 7GN, multivia 0-1-2-3-4 1 polo da 16A in esecuzione per montaggio frontale con maniglia nera, mostrina 48X48mm | http://datasheet.lovatoelectric.com/Rotary_cam_switches/ITA/7GN12109U.pdf | Łącznik krzywkowy serii 7GN, wielopozycyjny 0-1-2-3-4, 1 pole, 16A, do montażu tablicowego, z czarnym pokrętłem i tabliczką 48x48mm | http://datasheet.lovatoelectric.com/Rotary_cam_switches/POL/7GN12109U.pdf | Rotary cam switch 7GN series, multi-step 0-1-2-3-4, 1 pole 16A, for front mounting with black handle, front plate 48X48mm | http://datasheet.lovatoelectric.com/Rotary_cam_switches/RON/7GN12109U.pdf
7GN12109U47 |  |  | Rotary cam switch 7GN series, multi-step 0-1-2-3-4, 1 pole 16A, for snap on front mounting with black handle for hole Ø22mm fixing, front plate 48X48mm | http://datasheet.lovatoelectric.com/Rotary_cam_switches/ENG/7GN12109U47.pdf | Commutatore a camme serie 7GN, multivia 0-1-2-3-4 1 polo da 16A in esecuzione per montaggio frontale con maniglia nera e fissaggio a scatto per foro diametro 22mm, mostrina 48X48mm | http://datasheet.lovatoelectric.com/Rotary_cam_switches/ITA/7GN12109U47.pdf | Łącznik krzywkowy serii 7GN, wielopozycyjny 0-1-2-3-4, 1 pole, 16A, do montażu tablicowego w otworze 22mm z czarnym pokrętłem, montowanym na zatrzask do korpusu i tabliczką 48x48mm | http://datasheet.lovatoelectric.com/Rotary_cam_switches/POL/7GN12109U47.pdf | Rotary cam switch 7GN series, multi-step 0-1-2-3-4, 1 pole 16A, for snap on front mounting with black handle for hole Ø22mm fixing, front plate 48X48mm | http://datasheet.lovatoelectric.com/Rotary_cam_switches/RON/7GN12109U47.pdf
7GN1210O | 7GN2010O.jpg | http://datasheet.lovatoelectric.com/Rotary_cam_switches/products_images/7GN2010O.jpg | Rotary cam switch 7GN series, ON-OFF switch 3 poles 16A, for rear mounting with black handle, front plate 48X48mm | http://datasheet.lovatoelectric.com/Rotary_cam_switches/ENG/7GN1210O.pdf | Commutatore a camme serie 7GN, interruttore 3 poli da 16A in esecuzione per montaggio a fondo quadro con maniglia nera, mostrina 48X48mm | http://datasheet.lovatoelectric.com/Rotary_cam_switches/ITA/7GN1210O.pdf | Łącznik krzywkowy serii 7GN, rozłącznik, 3 pola, 16A, do montażu wewnątrz szafy z czarnym pokrętłem i tabliczką 48x48mm | http://datasheet.lovatoelectric.com/Rotary_cam_switches/POL/7GN1210O.pdf | Rotary cam switch 7GN series, ON-OFF switch 3 poles 16A, for rear mounting with black handle, front plate 48X48mm | http://datasheet.lovatoelectric.com/Rotary_cam_switches/RON/7GN1210O.pdf
7GN1210O48 | 7GN2010O48.jpg | http://datasheet.lovatoelectric.com/Rotary_cam_switches/products_images/7GN2010O48.jpg | Rotary cam switch 7GN series, ON-OFF switch 3 poles 16A, modular service cover for 35mm DIN reail mounting with black handle, front plate 45X54mm | http://datasheet.lovatoelectric.com/Rotary_cam_switches/ENG/7GN1210O48.pdf | Commutatore a camme serie 7GN, interruttore 3 poli da 16A in esecuzione modulare per montaggio su guida DIN con maniglia nera, mostrina 45X54mm | http://datasheet.lovatoelectric.com/Rotary_cam_switches/ITA/7GN1210O48.pdf | Łącznik krzywkowy serii 7GN, rozłącznik, 3 pola, 16A, wykonanie modułowe do montażu na szynie DIN 35mm, z czarnym pokrętłem i tabliczką 45x54mm | http://datasheet.lovatoelectric.com/Rotary_cam_switches/POL/7GN1210O48.pdf | Rotary cam switch 7GN series, ON-OFF switch 3 poles 16A, modular service cover for 35mm DIN reail mounting with black handle, front plate 45X54mm | http://datasheet.lovatoelectric.com/Rotary_cam_switches/RON/7GN1210O48.pdf
7GN1210O88 | 7GN2010O88.jpg | http://datasheet.lovatoelectric.com/Rotary_cam_switches/products_images/7GN2010O88.jpg | Rotary cam switch 7GN series, ON-OFF switch 3 poles 16A, for rear mounting with red/yellow handle padlockable in 0, door coupling and protection covers, front plate 65X65mm | http://datasheet.lovatoelectric.com/Rotary_cam_switches/ENG/7GN1210O88.pdf | Commutatore a camme serie 7GN, interruttore 3 poli da 16A in esecuzione per montaggio a fondo quadro con maniglia giallo/rossa lucchettabile in 0 con funzione blocco porta e copriterminali, mostrina 65X65mm | http://datasheet.lovatoelectric.com/Rotary_cam_switches/ITA/7GN1210O88.pdf | Łącznik krzywkowy serii 7GN, rozłącznik, 3 pola, 16A, do montażu wewnątrz szafy, z żółto/czerwonym pokrętłem blokowanym w pozycji 0, trzpieniem, osłonami zacisków i tabliczką 65x65mm | http://datasheet.lovatoelectric.com/Rotary_cam_switches/POL/7GN1210O88.pdf | Rotary cam switch 7GN series, ON-OFF switch 3 poles 16A, for rear mounting with red/yellow handle padlockable in 0, door coupling and protection covers, front plate 65X65mm | http://datasheet.lovatoelectric.com/Rotary_cam_switches/RON/7GN1210O88.pdf
7GN1210O98 | 7GN2010O98.jpg | http://datasheet.lovatoelectric.com/Rotary_cam_switches/products_images/7GN2010O98.jpg | Rotary cam switch 7GN series, ON-OFF switch 3 poles 16A, for rear mounting with red/yellow handle padlockable in 0, door coupling and protection covers, front plate 65X65mm | http://datasheet.lovatoelectric.com/Rotary_cam_switches/ENG/7GN1210O98.pdf | Commutatore a camme serie 7GN, interruttore 3 poli da 16A in esecuzione per montaggio a fondo quadro con maniglia giallo/rossa lucchettabile in 0 con funzione blocco porta e copriterminali, mostrina 65X65mm | http://datasheet.lovatoelectric.com/Rotary_cam_switches/ITA/7GN1210O98.pdf | Łącznik krzywkowy serii 7GN, rozłącznik, 3 pola, 16A, do montażu wewnątrz szafy, z żółto/czerwonym pokrętłem blokowanym w pozycji 0, trzpieniem, osłonami zacisków i tabliczką 65x65mm | http://datasheet.lovatoelectric.com/Rotary_cam_switches/POL/7GN1210O98.pdf | Rotary cam switch 7GN series, ON-OFF switch 3 poles 16A, for rear mounting with red/yellow handle padlockable in 0, door coupling and protection covers, front plate 65X65mm | http://datasheet.lovatoelectric.com/Rotary_cam_switches/RON/7GN1210O98.pdf
7GN1210P | 7GN2010P.jpg | http://datasheet.lovatoelectric.com/Rotary_cam_switches/products_images/7GN2010P.jpg | Enclosed rotary cam switch 7GN series, ON-OFF switch 3 poles 16A in plastic enclosure 75X75mm with black handle | http://datasheet.lovatoelectric.com/Rotary_cam_switches/ENG/7GN1210P.pdf | Commutatore a camme serie 7GN, interruttore 3 poli da 16A in cassetta plastica 75X75mm con maniglia nera | http://datasheet.lovatoelectric.com/Rotary_cam_switches/ITA/7GN1210P.pdf | Łącznik krzywkowy serii 7GN, rozłącznik, 3 pola, 16A, w obudowie 75x75mm i czarnym pokrętłem | http://datasheet.lovatoelectric.com/Rotary_cam_switches/POL/7GN1210P.pdf | Enclosed rotary cam switch 7GN series, ON-OFF switch 3 poles 16A in plastic enclosure 75X75mm with black handle | http://datasheet.lovatoelectric.com/Rotary_cam_switches/RON/7GN1210P.pdf
7GN1210P25 | 7GN1210P25.jpg | http://datasheet.lovatoelectric.com/Rotary_cam_switches/products_images/7GN1210P25.jpg | Enclosed rotary cam switch 7GN series, ON-OFF switch 1 pole 16A in plastic enclosure 90X90mm with red/yellow handle | http://datasheet.lovatoelectric.com/Rotary_cam_switches/ENG/7GN1210P25.pdf | Commutatore a camme serie 7GN, interruttore 3 poli da 16A in cassetta plastica 90X90mm con maniglia giallo/rossa | http://datasheet.lovatoelectric.com/Rotary_cam_switches/ITA/7GN1210P25.pdf | Łącznik krzywkowy serii 7GN, rozłącznik, 1 pole, 16A, w obudowie 90x90mm i żółto/czerwonym pokrętłem | http://datasheet.lovatoelectric.com/Rotary_cam_switches/POL/7GN1210P25.pdf | Enclosed rotary cam switch 7GN series, ON-OFF switch 1 pole 16A in plastic enclosure 90X90mm with red/yellow handle | http://datasheet.lovatoelectric.com/Rotary_cam_switches/RON/7GN1210P25.pdf
7GN1210U | 7GN2010U.jpg | http://datasheet.lovatoelectric.com/Rotary_cam_switches/products_images/7GN2010U.jpg | Rotary cam switch 7GN series, ON-OFF switch 3 poles 16A, for front mounting with black handle, front plate 48X48mm | http://datasheet.lovatoelectric.com/Rotary_cam_switches/ENG/7GN1210U.pdf | Commutatore a camme serie 7GN, interruttore 3 poli da 16A in esecuzione per montaggio frontale con maniglia nera, mostrina 48X48mm | http://datasheet.lovatoelectric.com/Rotary_cam_switches/ITA/7GN1210U.pdf | Łącznik krzywkowy serii 7GN, rozłącznik, 3 pola, 16A, do montażu tablicowego, z czarnym pokrętłem i tabliczką 48x48mm | http://datasheet.lovatoelectric.com/Rotary_cam_switches/POL/7GN1210U.pdf | Rotary cam switch 7GN series, ON-OFF switch 3 poles 16A, for front mounting with black handle, front plate 48X48mm | http://datasheet.lovatoelectric.com/Rotary_cam_switches/RON/7GN1210U.pdf
7GN1210U11 | 7GN2010U11.jpg | http://datasheet.lovatoelectric.com/Rotary_cam_switches/products_images/7GN2010U11.jpg | Rotary cam switch 7GN series, ON-OFF switch 3 poles 16A, for front mounting with black handle without front plate for hole Ø22mm fixing | http://datasheet.lovatoelectric.com/Rotary_cam_switches/ENG/7GN1210U11.pdf | Commutatore a camme serie 7GN, interruttore 3 poli da 16A in esecuzione per montaggio frontale con maniglia nera senza mostrina con fissaggio foro diametro 22mm | http://datasheet.lovatoelectric.com/Rotary_cam_switches/ITA/7GN1210U11.pdf | Łącznik krzywkowy serii 7GN, rozłącznik, 3 pola, 16A, do montażu tablicowego w otworze 22mm, z czarnym pokrętłem bez tabliczki | http://datasheet.lovatoelectric.com/Rotary_cam_switches/POL/7GN1210U11.pdf | Rotary cam switch 7GN series, ON-OFF switch 3 poles 16A, for front mounting with black handle without front plate for hole Ø22mm fixing | http://datasheet.lovatoelectric.com/Rotary_cam_switches/RON/7GN1210U11.pdf
7GN1210U12 | 7GN2010U12.jpg | http://datasheet.lovatoelectric.com/Rotary_cam_switches/products_images/7GN2010U12.jpg | Rotary cam switch 7GN series, ON-OFF switch 3 poles 16A, for front mounting without front plate with key operation for hole Ø22mm fixing | http://datasheet.lovatoelectric.com/Rotary_cam_switches/ENG/7GN1210U12.pdf | Commutatore a camme serie 7GN, interruttore 3 poli da 16A in esecuzione per montaggio frontale senza mostrina con comando a chiave e fissaggio foro diametro 22mm | http://datasheet.lovatoelectric.com/Rotary_cam_switches/ITA/7GN1210U12.pdf | Łącznik krzywkowy serii 7GN, rozłącznik, 3 pola, 16A, do montażu tablicowego w otworze 22mm, sterowanie kluczem, bez tabliczki | http://datasheet.lovatoelectric.com/Rotary_cam_switches/POL/7GN1210U12.pdf | Rotary cam switch 7GN series, ON-OFF switch 3 poles 16A, for front mounting without front plate with key operation for hole Ø22mm fixing | http://datasheet.lovatoelectric.com/Rotary_cam_switches/RON/7GN1210U12.pdf
7GN1210U25 | 7GN2010U25.jpg | http://datasheet.lovatoelectric.com/Rotary_cam_switches/products_images/7GN2010U25.jpg | Rotary cam switch 7GN series, ON-OFF switch 3 poles 16A, for front mounting with red/yellow handle padlockable in 0 and protection covers, front plate 65X65mm | http://datasheet.lovatoelectric.com/Rotary_cam_switches/ENG/7GN1210U25.pdf | Commutatore a camme serie 7GN, interruttore 3 poli da 16A in esecuzione per montaggio frontale con maniglia giallo/rossa lucchettabile in 0 e copriterminali, mostrina 65X65mm | http://datasheet.lovatoelectric.com/Rotary_cam_switches/ITA/7GN1210U25.pdf | Łącznik krzywkowy serii 7GN, rozłącznik, 3 pola, 16A, do montażu tablicowego, z żółto/czerwonym pokrętłem blokowanym w pozycji 0, osłonami zacisków i tabliczką 65x65mm | http://datasheet.lovatoelectric.com/Rotary_cam_switches/POL/7GN1210U25.pdf | Rotary cam switch 7GN series, ON-OFF switch 3 poles 16A, for front mounting with red/yellow handle padlockable in 0 and protection covers, front plate 65X65mm | http://datasheet.lovatoelectric.com/Rotary_cam_switches/RON/7GN1210U25.pdf
7GN1210U47 | 7GN2010U47.jpg | http://datasheet.lovatoelectric.com/Rotary_cam_switches/products_images/7GN2010U47.jpg | Rotary cam switch 7GN series, ON-OFF switch 3 poles 16A, for snap on front mounting with black handle for hole Ø22mm fixing, front plate 48X48mm | http://datasheet.lovatoelectric.com/Rotary_cam_switches/ENG/7GN1210U47.pdf | Commutatore a camme serie 7GN, interruttore 3 poli da 16A in esecuzione per montaggio frontale con maniglia nera e fissaggio a scatto per foro diametro 22mm, mostrina 48x48mm | http://datasheet.lovatoelectric.com/Rotary_cam_switches/ITA/7GN1210U47.pdf | Łącznik krzywkowy serii 7GN, rozłącznik, 3 pola, 16A, do montażu tablicowego w otworze 22mm z czarnym pokrętłem, montowanym na zatrzask do korpusu i tabliczką 48x48mm | http://datasheet.lovatoelectric.com/Rotary_cam_switches/POL/7GN1210U47.pdf | Rotary cam switch 7GN series, ON-OFF switch 3 poles 16A, for snap on front mounting with black handle for hole Ø22mm fixing, front plate 48X48mm | http://datasheet.lovatoelectric.com/Rotary_cam_switches/RON/7GN1210U47.pdf
7GN1210U65 | 7GN2010U65.jpg | http://datasheet.lovatoelectric.com/Rotary_cam_switches/products_images/7GN2010U65.jpg | Rotary cam switch 7GN series, ON-OFF switch 3 poles 16A, for front mounting with red/yellow handle padlockable in 0 and protection covers, front plate 65X65mm | http://datasheet.lovatoelectric.com/Rotary_cam_switches/ENG/7GN1210U65.pdf | Commutatore a camme serie 7GN, interruttore 3 poli da 16A in esecuzione per montaggio frontale con maniglia giallo/rossa lucchettabile in 0 e copriterminali, mostrina 65X65mm | http://datasheet.lovatoelectric.com/Rotary_cam_switches/ITA/7GN1210U65.pdf | Łącznik krzywkowy serii 7GN, rozłącznik, 3 pola, 16A, do montażu tablicowego, z żółto/czerwonym pokrętłem blokowanym w pozycji 0, osłonami zacisków i tabliczką 65x65mm | http://datasheet.lovatoelectric.com/Rotary_cam_switches/POL/7GN1210U65.pdf | Rotary cam switch 7GN series, ON-OFF switch 3 poles 16A, for front mounting with red/yellow handle padlockable in 0 and protection covers, front plate 65X65mm | http://datasheet.lovatoelectric.com/Rotary_cam_switches/RON/7GN1210U65.pdf
7GN12110O |  |  | Rotary cam switch 7GN series, multi-step 0-1-2-3-4-5, 1 pole 16A, for rear mounting with black handle, front plate 48X48mm | http://datasheet.lovatoelectric.com/Rotary_cam_switches/ENG/7GN12110O.pdf | Commutatore a camme serie 7GN, multivia 0-1-2-3-4-5 1 polo da 16A in esecuzione per montaggio a fondo quadro con maniglia nera, mostrina 48X48mm | http://datasheet.lovatoelectric.com/Rotary_cam_switches/ITA/7GN12110O.pdf | Łącznik krzywkowy serii 7GN, wielopozycyjny 0-1-2-3-4-5, 1 pole, 16A, do montażu wewnątrz szafy z czarnym pokrętłem i tabliczką 48x48mm | http://datasheet.lovatoelectric.com/Rotary_cam_switches/POL/7GN12110O.pdf | Rotary cam switch 7GN series, multi-step 0-1-2-3-4-5, 1 pole 16A, for rear mounting with black handle, front plate 48X48mm | http://datasheet.lovatoelectric.com/Rotary_cam_switches/RON/7GN12110O.pdf
7GN12110O48 |  |  | Rotary cam switch 7GN series, multi-step 0-1-2-3-4-5, 1 pole 16A, modular service cover for 35mm DIN reail mounting with black handle, front plate 45X54mm | http://datasheet.lovatoelectric.com/Rotary_cam_switches/ENG/7GN12110O48.pdf | Commutatore a camme serie 7GN, multivia 0-1-2-3-4-5 1 polo da 16A in esecuzione modulare per montaggio su guida DIN con maniglia nera, mostrina 45X54mm | http://datasheet.lovatoelectric.com/Rotary_cam_switches/ITA/7GN12110O48.pdf | Łącznik krzywkowy serii 7GN, wielopozycyjny 0-1-2-3-4-5, 1 pole, 16A, wykonanie modułowe do montażu na szynie DIN 35mm, z czarnym pokrętłem i tabliczką 45x54mm | http://datasheet.lovatoelectric.com/Rotary_cam_switches/POL/7GN12110O48.pdf | Rotary cam switch 7GN series, multi-step 0-1-2-3-4-5, 1 pole 16A, modular service cover for 35mm DIN reail mounting with black handle, front plate 45X54mm | http://datasheet.lovatoelectric.com/Rotary_cam_switches/RON/7GN12110O48.pdf
7GN12110P |  |  | Enclosed rotary cam switch 7GN series, multi-step 0-1-2-3-4-5, 1 pole 16A in plastic enclosure 75X75mm with black handle | http://datasheet.lovatoelectric.com/Rotary_cam_switches/ENG/7GN12110P.pdf | Commutatore a camme serie 7GN, multivia 0-1-2-3-4-5 1 polo da 16A in cassetta plastica 75X75mm con maniglia nera | http://datasheet.lovatoelectric.com/Rotary_cam_switches/ITA/7GN12110P.pdf | Łącznik krzywkowy serii 7GN, wielopozycyjny 0-1-2-3-4-5, 1 pole, 16A, w obudowie 75x75mm i czarnym pokrętłem | http://datasheet.lovatoelectric.com/Rotary_cam_switches/POL/7GN12110P.pdf | Enclosed rotary cam switch 7GN series, multi-step 0-1-2-3-4-5, 1 pole 16A in plastic enclosure 75X75mm with black handle | http://datasheet.lovatoelectric.com/Rotary_cam_switches/RON/7GN12110P.pdf
7GN12110U |  |  | Rotary cam switch 7GN series, multi-step 0-1-2-3-4-5, 1 pole 16A, for front mounting with black handle, front plate 48X48mm | http://datasheet.lovatoelectric.com/Rotary_cam_switches/ENG/7GN12110U.pdf | Commutatore a camme serie 7GN, multivia 0-1-2-3-4-5 1 polo da 16A in esecuzione per montaggio frontale con maniglia nera, mostrina 48X48mm | http://datasheet.lovatoelectric.com/Rotary_cam_switches/ITA/7GN12110U.pdf | Łącznik krzywkowy serii 7GN, wielopozycyjny 0-1-2-3-4-5, 1 pole, 16A, do montażu tablicowego, z czarnym pokrętłem i tabliczką 48x48mm | http://datasheet.lovatoelectric.com/Rotary_cam_switches/POL/7GN12110U.pdf | Rotary cam switch 7GN series, multi-step 0-1-2-3-4-5, 1 pole 16A, for front mounting with black handle, front plate 48X48mm | http://datasheet.lovatoelectric.com/Rotary_cam_switches/RON/7GN12110U.pdf
7GN12110U47 |  |  | Rotary cam switch 7GN series, multi-step 0-1-2-3-4-5, 1 pole 16A, for snap on front mounting with black handle for hole Ø22mm fixing, front plate 48X48mm | http://datasheet.lovatoelectric.com/Rotary_cam_switches/ENG/7GN12110U47.pdf | Commutatore a camme serie 7GN, multivia 0-1-2-3-4-5 1 polo da 16A in esecuzione per montaggio frontale con maniglia nera e fissaggio a scatto per foro diametro 22mm, mostrina 48X48mm | http://datasheet.lovatoelectric.com/Rotary_cam_switches/ITA/7GN12110U47.pdf | Łącznik krzywkowy serii 7GN, wielopozycyjny 0-1-2-3-4-5, 1 pole, 16A, do montażu tablicowego w otworze 22mm z czarnym pokrętłem, montowanym na zatrzask do korpusu i tabliczką 48x48mm | http://datasheet.lovatoelectric.com/Rotary_cam_switches/POL/7GN12110U47.pdf | Rotary cam switch 7GN series, multi-step 0-1-2-3-4-5, 1 pole 16A, for snap on front mounting with black handle for hole Ø22mm fixing, front plate 48X48mm | http://datasheet.lovatoelectric.com/Rotary_cam_switches/RON/7GN12110U47.pdf
7GN1211O |  |  | Rotary cam switch 7GN series, 3-phase motor reversing switch 16A, for rear mounting with black handle, front plate 48X48mm | http://datasheet.lovatoelectric.com/Rotary_cam_switches/ENG/7GN1211O.pdf | Commutatore a camme serie 7GN, invertitore di marcia trifase da 16A in esecuzione per montaggio a fondo quadro con maniglia nera, mostrina 48X48mm | http://datasheet.lovatoelectric.com/Rotary_cam_switches/ITA/7GN1211O.pdf | Łącznik krzywkowy serii 7GN, przełącznik zmiany kierunku obrotów silnika 3 fazowego, 16A, do montażu wewnątrz szafy z czarnym pokrętłem i tabliczką 48x48mm | http://datasheet.lovatoelectric.com/Rotary_cam_switches/POL/7GN1211O.pdf | Rotary cam switch 7GN series, 3-phase motor reversing switch 16A, for rear mounting with black handle, front plate 48X48mm | http://datasheet.lovatoelectric.com/Rotary_cam_switches/RON/7GN1211O.pdf
7GN1211O48 |  |  | Rotary cam switch 7GN series, 3-phase motor reversing switch 16A, modular service cover for 35mm DIN reail mounting with black handle, front plate 45X54mm | http://datasheet.lovatoelectric.com/Rotary_cam_switches/ENG/7GN1211O48.pdf | Commutatore a camme serie 7GN, invertitore di marcia trifase da 16A in esecuzione modulare per montaggio su guida DIN con maniglia nera, mostrina 45X54mm | http://datasheet.lovatoelectric.com/Rotary_cam_switches/ITA/7GN1211O48.pdf | Łącznik krzywkowy serii 7GN, przełącznik zmiany kierunku obrotów silnika 3 fazowego, 16A, wykonanie modułowe do montażu na szynie DIN 35mm, z czarnym pokrętłem i tabliczką 45x54mm | http://datasheet.lovatoelectric.com/Rotary_cam_switches/POL/7GN1211O48.pdf | Rotary cam switch 7GN series, 3-phase motor reversing switch 16A, modular service cover for 35mm DIN reail mounting with black handle, front plate 45X54mm | http://datasheet.lovatoelectric.com/Rotary_cam_switches/RON/7GN1211O48.pdf
7GN1211O98 |  |  |  | http://datasheet.lovatoelectric.com/Rotary_cam_switches/ENG/7GN1211O98.pdf |  | http://datasheet.lovatoelectric.com/Rotary_cam_switches/ITA/7GN1211O98.pdf |  | http://datasheet.lovatoelectric.com/Rotary_cam_switches/POL/7GN1211O98.pdf |  | http://datasheet.lovatoelectric.com/Rotary_cam_switches/RON/7GN1211O98.pdf
7GN1211P | 7GN1211P.JPG | http://datasheet.lovatoelectric.com/Rotary_cam_switches/products_images/7GN1211P.JPG | Enclosed rotary cam switch 7GN series, 3-phase motor reversing switch 16A in plastic enclosure 75X75mm with black handle | http://datasheet.lovatoelectric.com/Rotary_cam_switches/ENG/7GN1211P.pdf | Commutatore a camme serie 7GN, invertitore di marcia trifase da 16A in cassetta plastica 75X75mm con maniglia nera | http://datasheet.lovatoelectric.com/Rotary_cam_switches/ITA/7GN1211P.pdf | Łącznik krzywkowy serii 7GN, przełącznik zmiany kierunku obrotów silnika 3 fazowego, 16A, w obudowie 75x75mm i czarnym pokrętłem | http://datasheet.lovatoelectric.com/Rotary_cam_switches/POL/7GN1211P.pdf | Enclosed rotary cam switch 7GN series, 3-phase motor reversing switch 16A in plastic enclosure 75X75mm with black handle | http://datasheet.lovatoelectric.com/Rotary_cam_switches/RON/7GN1211P.pdf
7GN1211P25 |  |  | Enclosed rotary cam switch 7GN series, 3-phase motor reversing switch 16A in plastic enclosure 90X90mm with red/yellow handle | http://datasheet.lovatoelectric.com/Rotary_cam_switches/ENG/7GN1211P25.pdf | Commutatore a camme serie 7GN, invertitore di marcia trifase da 16A in cassetta plastica 90X90mm con maniglia giallo/rossa | http://datasheet.lovatoelectric.com/Rotary_cam_switches/ITA/7GN1211P25.pdf | Łącznik krzywkowy serii 7GN, przełącznik zmiany kierunku obrotów silnika 3 fazowego, 16A, w obudowie 90x90mm i żółto/czerwonym pokrętłem | http://datasheet.lovatoelectric.com/Rotary_cam_switches/POL/7GN1211P25.pdf | Enclosed rotary cam switch 7GN series, 3-phase motor reversing switch 16A in plastic enclosure 90X90mm with red/yellow handle | http://datasheet.lovatoelectric.com/Rotary_cam_switches/RON/7GN1211P25.pdf
7GN1211U | 7GN1211U.jpg | http://datasheet.lovatoelectric.com/Rotary_cam_switches/products_images/7GN1211U.jpg | Rotary cam switch 7GN series, 3-phase motor reversing switch 16A, for front mounting with black handle, front plate 48X48mm | http://datasheet.lovatoelectric.com/Rotary_cam_switches/ENG/7GN1211U.pdf | Commutatore a camme serie 7GN, invertitore di marcia trifase da 16A in esecuzione per montaggio frontale con maniglia nera, mostrina 48X48mm | http://datasheet.lovatoelectric.com/Rotary_cam_switches/ITA/7GN1211U.pdf | Łącznik krzywkowy serii 7GN, przełącznik zmiany kierunku obrotów silnika 3 fazowego, 16A, do montażu tablicowego, z czarnym pokrętłem i tabliczką 48x48mm | http://datasheet.lovatoelectric.com/Rotary_cam_switches/POL/7GN1211U.pdf | Rotary cam switch 7GN series, 3-phase motor reversing switch 16A, for front mounting with black handle, front plate 48X48mm | http://datasheet.lovatoelectric.com/Rotary_cam_switches/RON/7GN1211U.pdf
7GN1211U47 |  |  | Rotary cam switch 7GN series, 3-phase motor reversing switch 16A, modular service cover for 35mm DIN reail mounting with black handle, front plate 48X48mm | http://datasheet.lovatoelectric.com/Rotary_cam_switches/ENG/7GN1211U47.pdf | Commutatore a camme serie 7GN, invertitore di marcia trifase da 16A in esecuzione modulare per montaggio su guida DIN con maniglia nera, mostrina 48X48mm | http://datasheet.lovatoelectric.com/Rotary_cam_switches/ITA/7GN1211U47.pdf | Łącznik krzywkowy serii 7GN, przełącznik zmiany kierunku obrotów silnika 3 fazowego, 16A, wykonanie do montażu tablicowego, z czarnym pokrętłem, montowanym na zatrzask i tabliczką 48x48mm | http://datasheet.lovatoelectric.com/Rotary_cam_switches/POL/7GN1211U47.pdf | Rotary cam switch 7GN series, 3-phase motor reversing switch 16A, modular service cover for 35mm DIN reail mounting with black handle, front plate 48X48mm | http://datasheet.lovatoelectric.com/Rotary_cam_switches/RON/7GN1211U47.pdf
7GN1211U65 |  |  | Rotary cam switch 7GN series, 3-phase motor reversing switch 16A, for front mounting with red/yellow handle padlockable in 0 and protection covers, front plate 65X65mm | http://datasheet.lovatoelectric.com/Rotary_cam_switches/ENG/7GN1211U65.pdf | Commutatore a camme serie 7GN, invertitore di marcia trifase da 16A in esecuzione per montaggio frontale con maniglia giallo/rossa lucchettabile in 0 e copriterminali, mostrina 65X65mm | http://datasheet.lovatoelectric.com/Rotary_cam_switches/ITA/7GN1211U65.pdf | Łącznik krzywkowy serii 7GN, przełącznik zmiany kierunku obrotów silnika 3 fazowego, 16A, do montażu tablicowego, z żółto/czerwonym pokrętłem blokowanym w pozycji 0, osłonami zacisków i tabliczką 65x65mm | http://datasheet.lovatoelectric.com/Rotary_cam_switches/POL/7GN1211U65.pdf | Rotary cam switch 7GN series, 3-phase motor reversing switch 16A, for front mounting with red/yellow handle padlockable in 0 and protection covers, front plate 65X65mm | http://datasheet.lovatoelectric.com/Rotary_cam_switches/RON/7GN1211U65.pdf
7GN12123O |  |  | Rotary cam switch 7GN series, multi-step 0-1-2, 2 poles 16A, for rear mounting with black handle, front plate 48X48mm | http://datasheet.lovatoelectric.com/Rotary_cam_switches/ENG/7GN12123O.pdf | Commutatore a camme serie 7GN, multivia 0-1-2 2 poli da 16A in esecuzione per montaggio a fondo quadro con maniglia nera, mostrina 48X48mm | http://datasheet.lovatoelectric.com/Rotary_cam_switches/ITA/7GN12123O.pdf | Łącznik krzywkowy serii 7GN, wielopozycyjny 0-1-2, 2 pola, 16A, do montażu wewnątrz szafy z czarnym pokrętłem i tabliczką 48x48mm | http://datasheet.lovatoelectric.com/Rotary_cam_switches/POL/7GN12123O.pdf | Rotary cam switch 7GN series, multi-step 0-1-2, 2 poles 16A, for rear mounting with black handle, front plate 48X48mm | http://datasheet.lovatoelectric.com/Rotary_cam_switches/RON/7GN12123O.pdf
7GN12123O48 |  |  | Rotary cam switch 7GN series, multi-step 0-1-2, 2 poles 16A, modular service cover for 35mm DIN reail mounting with black handle, front plate 45X54mm | http://datasheet.lovatoelectric.com/Rotary_cam_switches/ENG/7GN12123O48.pdf | Commutatore a camme serie 7GN, multivia 0-1-2 2 poli da 16A in esecuzione modulare per montaggio su guida DIN con maniglia nera, mostrina 45X54mm | http://datasheet.lovatoelectric.com/Rotary_cam_switches/ITA/7GN12123O48.pdf | Łącznik krzywkowy serii 7GN, wielopozycyjny 0-1-2, 2 pola, 16A, wykonanie modułowe do montażu na szynie DIN 35mm, z czarnym pokrętłem i tabliczką 45x54mm | http://datasheet.lovatoelectric.com/Rotary_cam_switches/POL/7GN12123O48.pdf | Rotary cam switch 7GN series, multi-step 0-1-2, 2 poles 16A, modular service cover for 35mm DIN reail mounting with black handle, front plate 45X54mm | http://datasheet.lovatoelectric.com/Rotary_cam_switches/RON/7GN12123O48.pdf
7GN12123P |  |  | Enclosed rotary cam switch 7GN series, multi-step 0-1-2, 2 poles 16A in plastic enclosure 75X75mm with black handle | http://datasheet.lovatoelectric.com/Rotary_cam_switches/ENG/7GN12123P.pdf | Commutatore a camme serie 7GN, multivia 0-1-2 2 poli da 16A in cassetta plastica 75X75mm con maniglia nera | http://datasheet.lovatoelectric.com/Rotary_cam_switches/ITA/7GN12123P.pdf | Łącznik krzywkowy serii 7GN, wielopozycyjny 0-1-2, 2 pola, 16A, w obudowie 75x75mm i czarnym pokrętłem | http://datasheet.lovatoelectric.com/Rotary_cam_switches/POL/7GN12123P.pdf | Enclosed rotary cam switch 7GN series, multi-step 0-1-2, 2 poles 16A in plastic enclosure 75X75mm with black handle | http://datasheet.lovatoelectric.com/Rotary_cam_switches/RON/7GN12123P.pdf
7GN12123U |  |  | Rotary cam switch 7GN series, multi-step 0-1-2, 2 poles 16A, for front mounting with black handle, front plate 48X48mm | http://datasheet.lovatoelectric.com/Rotary_cam_switches/ENG/7GN12123U.pdf | Commutatore a camme serie 7GN, multivia 0-1-2 2 poli da 16A in esecuzione per montaggio frontale con maniglia nera, mostrina 48X48mm | http://datasheet.lovatoelectric.com/Rotary_cam_switches/ITA/7GN12123U.pdf | Łącznik krzywkowy serii 7GN, wielopozycyjny 0-1-2, 2 pola, 16A, do montażu tablicowego, z czarnym pokrętłem i tabliczką 48x48mm | http://datasheet.lovatoelectric.com/Rotary_cam_switches/POL/7GN12123U.pdf | Rotary cam switch 7GN series, multi-step 0-1-2, 2 poles 16A, for front mounting with black handle, front plate 48X48mm | http://datasheet.lovatoelectric.com/Rotary_cam_switches/RON/7GN12123U.pdf
7GN12123U47 |  |  | Rotary cam switch 7GN series, multi-step 0-1-2, 2 poles 16A, for snap on front mounting with black handle for hole Ø22mm fixing, front plate 48X48mm | http://datasheet.lovatoelectric.com/Rotary_cam_switches/ENG/7GN12123U47.pdf | Commutatore a camme serie 7GN, multivia 0-1-2 2 poli da 16A in esecuzione per montaggio frontale con maniglia nera e fissaggio a scatto per foro diametro 22mm, mostrina 48X48mm | http://datasheet.lovatoelectric.com/Rotary_cam_switches/ITA/7GN12123U47.pdf | Łącznik krzywkowy serii 7GN, wielopozycyjny 0-1-2, 2 pola, 16A, do montażu tablicowego w otworze 22mm z czarnym pokrętłem, montowanym na zatrzask do korpusu i tabliczką 48x48mm | http://datasheet.lovatoelectric.com/Rotary_cam_switches/POL/7GN12123U47.pdf | Rotary cam switch 7GN series, multi-step 0-1-2, 2 poles 16A, for snap on front mounting with black handle for hole Ø22mm fixing, front plate 48X48mm | http://datasheet.lovatoelectric.com/Rotary_cam_switches/RON/7GN12123U47.pdf
7GN12124O |  |  | Rotary cam switch 7GN series, multi-step 0-1-2-3, 2 poles 16A, for rear mounting with black handle, front plate 48X48mm | http://datasheet.lovatoelectric.com/Rotary_cam_switches/ENG/7GN12124O.pdf | Commutatore a camme serie 7GN, multivia 0-1-2-3 2 poli da 16A in esecuzione per montaggio a fondo quadro con maniglia nera, mostrina 48X48mm | http://datasheet.lovatoelectric.com/Rotary_cam_switches/ITA/7GN12124O.pdf | Łącznik krzywkowy serii 7GN, wielopozycyjny 0-1-2-3, 2 pola, 16A, do montażu wewnątrz szafy z czarnym pokrętłem i tabliczką 48x48mm | http://datasheet.lovatoelectric.com/Rotary_cam_switches/POL/7GN12124O.pdf | Rotary cam switch 7GN series, multi-step 0-1-2-3, 2 poles 16A, for rear mounting with black handle, front plate 48X48mm | http://datasheet.lovatoelectric.com/Rotary_cam_switches/RON/7GN12124O.pdf
7GN12124O48 |  |  | Rotary cam switch 7GN series, multi-step 0-1-2-3, 2 poles 16A, modular service cover for 35mm DIN reail mounting with black handle, front plate 45X54mm | http://datasheet.lovatoelectric.com/Rotary_cam_switches/ENG/7GN12124O48.pdf | Commutatore a camme serie 7GN, multivia 0-1-2-3 2 poli da 16A in esecuzione modulare per montaggio su guida DIN con maniglia nera, mostrina 45X54mm | http://datasheet.lovatoelectric.com/Rotary_cam_switches/ITA/7GN12124O48.pdf | Łącznik krzywkowy serii 7GN, wielopozycyjny 0-1-2-3, 2 pola, 16A, wykonanie modułowe do montażu na szynie DIN 35mm, z czarnym pokrętłem i tabliczką 45x54mm | http://datasheet.lovatoelectric.com/Rotary_cam_switches/POL/7GN12124O48.pdf | Rotary cam switch 7GN series, multi-step 0-1-2-3, 2 poles 16A, modular service cover for 35mm DIN reail mounting with black handle, front plate 45X54mm | http://datasheet.lovatoelectric.com/Rotary_cam_switches/RON/7GN12124O48.pdf
7GN12124P |  |  | Enclosed rotary cam switch 7GN series, multi-step 0-1-2-3, 2 poles 16A in plastic enclosure 75X75mm with black handle | http://datasheet.lovatoelectric.com/Rotary_cam_switches/ENG/7GN12124P.pdf | Commutatore a camme serie 7GN, multivia 0-1-2-3 2 poli da 16A in cassetta plastica 75X75mm con maniglia nera | http://datasheet.lovatoelectric.com/Rotary_cam_switches/ITA/7GN12124P.pdf | Łącznik krzywkowy serii 7GN, wielopozycyjny 0-1-2-3, 2 pola, 16A, w obudowie 75x75mm i czarnym pokrętłem | http://datasheet.lovatoelectric.com/Rotary_cam_switches/POL/7GN12124P.pdf | Enclosed rotary cam switch 7GN series, multi-step 0-1-2-3, 2 poles 16A in plastic enclosure 75X75mm with black handle | http://datasheet.lovatoelectric.com/Rotary_cam_switches/RON/7GN12124P.pdf
7GN12124U |  |  | Rotary cam switch 7GN series, multi-step 0-1-2-3, 2 poles 16A, for front mounting with black handle, front plate 48X48mm | http://datasheet.lovatoelectric.com/Rotary_cam_switches/ENG/7GN12124U.pdf | Commutatore a camme serie 7GN, multivia 0-1-2-3 2 poli da 16A in esecuzione per montaggio frontale con maniglia nera, mostrina 48X48mm | http://datasheet.lovatoelectric.com/Rotary_cam_switches/ITA/7GN12124U.pdf | Łącznik krzywkowy serii 7GN, wielopozycyjny 0-1-2-3, 2 pola, 16A, do montażu tablicowego, z czarnym pokrętłem i tabliczką 48x48mm | http://datasheet.lovatoelectric.com/Rotary_cam_switches/POL/7GN12124U.pdf | Rotary cam switch 7GN series, multi-step 0-1-2-3, 2 poles 16A, for front mounting with black handle, front plate 48X48mm | http://datasheet.lovatoelectric.com/Rotary_cam_switches/RON/7GN12124U.pdf
7GN12124U47 |  |  | Rotary cam switch 7GN series, multi-step 0-1-2-3, 2 poles 16A, for snap on front mounting with black handle for hole Ø22mm fixing, front plate 48X48mm | http://datasheet.lovatoelectric.com/Rotary_cam_switches/ENG/7GN12124U47.pdf | Commutatore a camme serie 7GN, multivia 0-1-2-3 2 poli da 16A in esecuzione per montaggio frontale con maniglia nera e fissaggio a scatto per foro diametro 22mm, mostrina 48X48mm | http://datasheet.lovatoelectric.com/Rotary_cam_switches/ITA/7GN12124U47.pdf | Łącznik krzywkowy serii 7GN, wielopozycyjny 0-1-2-3, 2 pola, 16A, do montażu tablicowego w otworze 22mm z czarnym pokrętłem, montowanym na zatrzask do korpusu i tabliczką 48x48mm | http://datasheet.lovatoelectric.com/Rotary_cam_switches/POL/7GN12124U47.pdf | Rotary cam switch 7GN series, multi-step 0-1-2-3, 2 poles 16A, for snap on front mounting with black handle for hole Ø22mm fixing, front plate 48X48mm | http://datasheet.lovatoelectric.com/Rotary_cam_switches/RON/7GN12124U47.pdf
7GN1212O |  |  | Rotary cam switch 7GN series, star-delta motor starter switch 16A, for rear mounting with black handle, front plate 48X48mm | http://datasheet.lovatoelectric.com/Rotary_cam_switches/ENG/7GN1212O.pdf | Commutatore a camme serie 7GN, avviatore stella-triangolo da 16A in esecuzione per montaggio a fondo quadro con maniglia nera, mostrina 48X48mm | http://datasheet.lovatoelectric.com/Rotary_cam_switches/ITA/7GN1212O.pdf | Łącznik krzywkowy serii 7GN, przełącznik gwiazda-trójkąt, 16A, do montażu wewnątrz szafy z czarnym pokrętłem i tabliczką 48x48mm | http://datasheet.lovatoelectric.com/Rotary_cam_switches/POL/7GN1212O.pdf | Rotary cam switch 7GN series, star-delta motor starter switch 16A, for rear mounting with black handle, front plate 48X48mm | http://datasheet.lovatoelectric.com/Rotary_cam_switches/RON/7GN1212O.pdf
7GN1212O48 |  |  | Rotary cam switch 7GN series, star-delta motor starter switch 16A, modular service cover for 35mm DIN reail mounting with black handle, front plate 45X54mm | http://datasheet.lovatoelectric.com/Rotary_cam_switches/ENG/7GN1212O48.pdf | Commutatore a camme serie 7GN, avviatore stella-triangolo da 16A in esecuzione modulare per montaggio su guida DIN con maniglia nera, mostrina 45X54mm | http://datasheet.lovatoelectric.com/Rotary_cam_switches/ITA/7GN1212O48.pdf | Łącznik krzywkowy serii 7GN, przełącznik gwiazda-trójkąt, 16A, wykonanie modułowe do montażu na szynie DIN 35mm, z czarnym pokrętłem i tabliczką 45x54mm | http://datasheet.lovatoelectric.com/Rotary_cam_switches/POL/7GN1212O48.pdf | Rotary cam switch 7GN series, star-delta motor starter switch 16A, modular service cover for 35mm DIN reail mounting with black handle, front plate 45X54mm | http://datasheet.lovatoelectric.com/Rotary_cam_switches/RON/7GN1212O48.pdf
7GN1212O98 |  |  |  | http://datasheet.lovatoelectric.com/Rotary_cam_switches/ENG/7GN1212O98.pdf |  | http://datasheet.lovatoelectric.com/Rotary_cam_switches/ITA/7GN1212O98.pdf |  | http://datasheet.lovatoelectric.com/Rotary_cam_switches/POL/7GN1212O98.pdf |  | http://datasheet.lovatoelectric.com/Rotary_cam_switches/RON/7GN1212O98.pdf
7GN1212P |  |  | Enclosed rotary cam switch 7GN series, star-delta motor starter switch 16A in plastic enclosure 75X75mm with black handle | http://datasheet.lovatoelectric.com/Rotary_cam_switches/ENG/7GN1212P.pdf | Commutatore a camme serie 7GN, avviatore stella-triangolo da 16A in cassetta plastica 75X75mm con maniglia nera | http://datasheet.lovatoelectric.com/Rotary_cam_switches/ITA/7GN1212P.pdf | Łącznik krzywkowy serii 7GN, przełącznik gwiazda-trójkąt, 16A, w obudowie 75x75mm i czarnym pokrętłem | http://datasheet.lovatoelectric.com/Rotary_cam_switches/POL/7GN1212P.pdf | Enclosed rotary cam switch 7GN series, star-delta motor starter switch 16A in plastic enclosure 75X75mm with black handle | http://datasheet.lovatoelectric.com/Rotary_cam_switches/RON/7GN1212P.pdf
7GN1212P25 |  |  | Enclosed rotary cam switch 7GN series, star-delta motor starter, 16A in plastic enclosure 90X90mm with red/yellow handle | http://datasheet.lovatoelectric.com/Rotary_cam_switches/ENG/7GN1212P25.pdf | Commutatore a camme serie 7GN, avviatore stella-triangolo da 16A in cassetta plastica 90X90mm con maniglia giallo/rossa | http://datasheet.lovatoelectric.com/Rotary_cam_switches/ITA/7GN1212P25.pdf | Łącznik krzywkowy serii 7GN, przełącznik gwiazda-trójkąt, 16A, w obudowie 90x90mm i żółto/czerwonym pokrętłem | http://datasheet.lovatoelectric.com/Rotary_cam_switches/POL/7GN1212P25.pdf | Enclosed rotary cam switch 7GN series, star-delta motor starter, 16A in plastic enclosure 90X90mm with red/yellow handle | http://datasheet.lovatoelectric.com/Rotary_cam_switches/RON/7GN1212P25.pdf
7GN1212U | 7GN1212U.jpg | http://datasheet.lovatoelectric.com/Rotary_cam_switches/products_images/7GN1212U.jpg | Rotary cam switch 7GN series, star-delta motor starter switch 16A, for front mounting with black handle, front plate 48X48mm | http://datasheet.lovatoelectric.com/Rotary_cam_switches/ENG/7GN1212U.pdf | Commutatore a camme serie 7GN, avviatore stella-triangolo da 16A in esecuzione per montaggio frontale con maniglia nera, mostrina 48X48mm | http://datasheet.lovatoelectric.com/Rotary_cam_switches/ITA/7GN1212U.pdf | Łącznik krzywkowy serii 7GN, przełącznik gwiazda-trójkąt, 16A, do montażu tablicowego, z czarnym pokrętłem i tabliczką 48x48mm | http://datasheet.lovatoelectric.com/Rotary_cam_switches/POL/7GN1212U.pdf | Rotary cam switch 7GN series, star-delta motor starter switch 16A, for front mounting with black handle, front plate 48X48mm | http://datasheet.lovatoelectric.com/Rotary_cam_switches/RON/7GN1212U.pdf
7GN1212U47 |  |  | Rotary cam switch 7GN series, star-delta motor starter switch 16A, modular service cover for 35mm DIN reail mounting with black handle, front plate 48X48mm | http://datasheet.lovatoelectric.com/Rotary_cam_switches/ENG/7GN1212U47.pdf | Commutatore a camme serie 7GN, avviatore stella-triangolo da 16A in esecuzione modulare per montaggio su guida DIN con maniglia nera, mostrina 48X48mm | http://datasheet.lovatoelectric.com/Rotary_cam_switches/ITA/7GN1212U47.pdf | Łącznik krzywkowy serii 7GN, przełącznik gwiazda-trójkąt, 16A, wykonanie do montażu tablicowego, z czarnym pokrętłem, montowanym na zatrzask i tabliczką 48x48mm | http://datasheet.lovatoelectric.com/Rotary_cam_switches/POL/7GN1212U47.pdf | Rotary cam switch 7GN series, star-delta motor starter switch 16A, modular service cover for 35mm DIN reail mounting with black handle, front plate 48X48mm | http://datasheet.lovatoelectric.com/Rotary_cam_switches/RON/7GN1212U47.pdf
7GN1212U65 |  |  | Rotary cam switch 7GN series, star-delta motor starter switch 16A, for front mounting with red/yellow handle padlockable in 0 and protection covers, front plate 65X65mm | http://datasheet.lovatoelectric.com/Rotary_cam_switches/ENG/7GN1212U65.pdf | Commutatore a camme serie 7GN, avviatore stella-triangolo da 16A in esecuzione per montaggio frontale con maniglia giallo/rossa lucchettabile in 0 e copriterminali, mostrina 65X65mm | http://datasheet.lovatoelectric.com/Rotary_cam_switches/ITA/7GN1212U65.pdf | Łącznik krzywkowy serii 7GN, przełącznik gwiazda-trójkąt, 16A, do montażu tablicowego, z żółto/czerwonym pokrętłem blokowanym w pozycji 0, osłonami zacisków i tabliczką 65x65mm | http://datasheet.lovatoelectric.com/Rotary_cam_switches/POL/7GN1212U65.pdf | Rotary cam switch 7GN series, star-delta motor starter switch 16A, for front mounting with red/yellow handle padlockable in 0 and protection covers, front plate 65X65mm | http://datasheet.lovatoelectric.com/Rotary_cam_switches/RON/7GN1212U65.pdf
7GN12135O |  |  | Rotary cam switch 7GN series, multi-step 0-1-2, 3 poles 16A, for rear mounting with black handle, front plate 48X48mm | http://datasheet.lovatoelectric.com/Rotary_cam_switches/ENG/7GN12135O.pdf | Commutatore a camme serie 7GN, multivia 0-1-2 3 poli da 16A in esecuzione per montaggio a fondo quadro con maniglia nera, mostrina 48X48mm | http://datasheet.lovatoelectric.com/Rotary_cam_switches/ITA/7GN12135O.pdf | Łącznik krzywkowy serii 7GN, wielopozycyjny 0-1-2, 3 pola, 16A, do montażu wewnątrz szafy z czarnym pokrętłem i tabliczką 48x48mm | http://datasheet.lovatoelectric.com/Rotary_cam_switches/POL/7GN12135O.pdf | Rotary cam switch 7GN series, multi-step 0-1-2, 3 poles 16A, for rear mounting with black handle, front plate 48X48mm | http://datasheet.lovatoelectric.com/Rotary_cam_switches/RON/7GN12135O.pdf
7GN12135O48 |  |  | Rotary cam switch 7GN series, multi-step 0-1-2, 3 poles 16A, modular service cover for 35mm DIN reail mounting with black handle, front plate 45X54mm | http://datasheet.lovatoelectric.com/Rotary_cam_switches/ENG/7GN12135O48.pdf | Commutatore a camme serie 7GN, multivia 0-1-2 3 poli da 16A in esecuzione modulare per montaggio su guida DIN con maniglia nera, mostrina 45X54mm | http://datasheet.lovatoelectric.com/Rotary_cam_switches/ITA/7GN12135O48.pdf | Łącznik krzywkowy serii 7GN, wielopozycyjny 0-1-2, 3 pola, 16A, wykonanie modułowe do montażu na szynie DIN 35mm, z czarnym pokrętłem i tabliczką 45x54mm | http://datasheet.lovatoelectric.com/Rotary_cam_switches/POL/7GN12135O48.pdf | Rotary cam switch 7GN series, multi-step 0-1-2, 3 poles 16A, modular service cover for 35mm DIN reail mounting with black handle, front plate 45X54mm | http://datasheet.lovatoelectric.com/Rotary_cam_switches/RON/7GN12135O48.pdf
7GN12135P |  |  | Enclosed rotary cam switch 7GN series, multi-step 0-1-2, 3 poles 16A in plastic enclosure 75X75mm with black handle | http://datasheet.lovatoelectric.com/Rotary_cam_switches/ENG/7GN12135P.pdf | Commutatore a camme serie 7GN, multivia 0-1-2 3 poli da 16A in cassetta plastica 75X75mm con maniglia nera | http://datasheet.lovatoelectric.com/Rotary_cam_switches/ITA/7GN12135P.pdf | Łącznik krzywkowy serii 7GN, wielopozycyjny 0-1-2, 3 pola, 16A, w obudowie 75x75mm i czarnym pokrętłem | http://datasheet.lovatoelectric.com/Rotary_cam_switches/POL/7GN12135P.pdf | Enclosed rotary cam switch 7GN series, multi-step 0-1-2, 3 poles 16A in plastic enclosure 75X75mm with black handle | http://datasheet.lovatoelectric.com/Rotary_cam_switches/RON/7GN12135P.pdf
7GN12135U |  |  | Rotary cam switch 7GN series, multi-step 0-1-2, 3 poles 16A, for front mounting with black handle, front plate 48X48mm | http://datasheet.lovatoelectric.com/Rotary_cam_switches/ENG/7GN12135U.pdf | Commutatore a camme serie 7GN, multivia 0-1-2 3 poli da 16A in esecuzione per montaggio frontale con maniglia nera, mostrina 48X48mm | http://datasheet.lovatoelectric.com/Rotary_cam_switches/ITA/7GN12135U.pdf | Łącznik krzywkowy serii 7GN, wielopozycyjny 0-1-2, 3 pola, 16A, do montażu tablicowego, z czarnym pokrętłem i tabliczką 48x48mm | http://datasheet.lovatoelectric.com/Rotary_cam_switches/POL/7GN12135U.pdf | Rotary cam switch 7GN series, multi-step 0-1-2, 3 poles 16A, for front mounting with black handle, front plate 48X48mm | http://datasheet.lovatoelectric.com/Rotary_cam_switches/RON/7GN12135U.pdf
7GN12135U47 |  |  | Rotary cam switch 7GN series, multi-step 0-1-2, 3 poles 16A, for snap on front mounting with black handle for hole Ø22mm fixing, front plate 48X48mm | http://datasheet.lovatoelectric.com/Rotary_cam_switches/ENG/7GN12135U47.pdf | Commutatore a camme serie 7GN, multivia 0-1-2 3 poli da 16A in esecuzione per montaggio frontale con maniglia nera e fissaggio a scatto per foro diametro 22mm, mostrina 48X48mm | http://datasheet.lovatoelectric.com/Rotary_cam_switches/ITA/7GN12135U47.pdf | Łącznik krzywkowy serii 7GN, wielopozycyjny 0-1-2, 3 pola, 16A, do montażu tablicowego w otworze 22mm z czarnym pokrętłem, montowanym na zatrzask do korpusu i tabliczką 48x48mm | http://datasheet.lovatoelectric.com/Rotary_cam_switches/POL/7GN12135U47.pdf | Rotary cam switch 7GN series, multi-step 0-1-2, 3 poles 16A, for snap on front mounting with black handle for hole Ø22mm fixing, front plate 48X48mm | http://datasheet.lovatoelectric.com/Rotary_cam_switches/RON/7GN12135U47.pdf
7GN12136O |  |  | Rotary cam switch 7GN series, multi-step 0-1-2-3, 3 poles 16A, for rear mounting with black handle, front plate 48X48mm | http://datasheet.lovatoelectric.com/Rotary_cam_switches/ENG/7GN12136O.pdf | Commutatore a camme serie 7GN, multivia 0-1-2-3 3 poli da 16A in esecuzione per montaggio a fondo quadro con maniglia nera, mostrina 48X48mm | http://datasheet.lovatoelectric.com/Rotary_cam_switches/ITA/7GN12136O.pdf | Łącznik krzywkowy serii 7GN, wielopozycyjny 0-1-2-3, 3 pola, 16A, do montażu wewnątrz szafy z czarnym pokrętłem i tabliczką 48x48mm | http://datasheet.lovatoelectric.com/Rotary_cam_switches/POL/7GN12136O.pdf | Rotary cam switch 7GN series, multi-step 0-1-2-3, 3 poles 16A, for rear mounting with black handle, front plate 48X48mm | http://datasheet.lovatoelectric.com/Rotary_cam_switches/RON/7GN12136O.pdf
7GN12136O48 |  |  | Rotary cam switch 7GN series, multi-step 0-1-2-3, 3 poles 16A, modular service cover for 35mm DIN reail mounting with black handle, front plate 45X54mm | http://datasheet.lovatoelectric.com/Rotary_cam_switches/ENG/7GN12136O48.pdf | Commutatore a camme serie 7GN, multivia 0-1-2-3 3 poli da 16A in esecuzione modulare per montaggio su guida DIN con maniglia nera, mostrina 45X54mm | http://datasheet.lovatoelectric.com/Rotary_cam_switches/ITA/7GN12136O48.pdf | Łącznik krzywkowy serii 7GN, wielopozycyjny 0-1-2-3, 3 pola, 16A, wykonanie modułowe do montażu na szynie DIN 35mm, z czarnym pokrętłem i tabliczką 45x54mm | http://datasheet.lovatoelectric.com/Rotary_cam_switches/POL/7GN12136O48.pdf | Rotary cam switch 7GN series, multi-step 0-1-2-3, 3 poles 16A, modular service cover for 35mm DIN reail mounting with black handle, front plate 45X54mm | http://datasheet.lovatoelectric.com/Rotary_cam_switches/RON/7GN12136O48.pdf
7GN12136P |  |  | Enclosed rotary cam switch 7GN series, multi-step 0-1-2-3, 3 poles 16A in plastic enclosure 75X75mm with black handle | http://datasheet.lovatoelectric.com/Rotary_cam_switches/ENG/7GN12136P.pdf | Commutatore a camme serie 7GN, multivia 0-1-2-3 3 poli da 16A in cassetta plastica 75X75mm con maniglia nera | http://datasheet.lovatoelectric.com/Rotary_cam_switches/ITA/7GN12136P.pdf | Łącznik krzywkowy serii 7GN, wielopozycyjny 0-1-2-3, 3 pola, 16A, w obudowie 75x75mm i czarnym pokrętłem | http://datasheet.lovatoelectric.com/Rotary_cam_switches/POL/7GN12136P.pdf | Enclosed rotary cam switch 7GN series, multi-step 0-1-2-3, 3 poles 16A in plastic enclosure 75X75mm with black handle | http://datasheet.lovatoelectric.com/Rotary_cam_switches/RON/7GN12136P.pdf
7GN12136U |  |  | Rotary cam switch 7GN series, multi-step 0-1-2-3, 3 poles 16A, for front mounting with black handle, front plate 48X48mm | http://datasheet.lovatoelectric.com/Rotary_cam_switches/ENG/7GN12136U.pdf | Commutatore a camme serie 7GN, multivia 0-1-2-3 3 poli da 16A in esecuzione per montaggio frontale con maniglia nera, mostrina 48X48mm | http://datasheet.lovatoelectric.com/Rotary_cam_switches/ITA/7GN12136U.pdf | Łącznik krzywkowy serii 7GN, wielopozycyjny 0-1-2-3, 3 pola, 16A, do montażu tablicowego, z czarnym pokrętłem i tabliczką 48x48mm | http://datasheet.lovatoelectric.com/Rotary_cam_switches/POL/7GN12136U.pdf | Rotary cam switch 7GN series, multi-step 0-1-2-3, 3 poles 16A, for front mounting with black handle, front plate 48X48mm | http://datasheet.lovatoelectric.com/Rotary_cam_switches/RON/7GN12136U.pdf
7GN12136U47 |  |  | Rotary cam switch 7GN series, multi-step 0-1-2-3, 3 poles 16A, for snap on front mounting with black handle for hole Ø22mm fixing, front plate 48X48mm | http://datasheet.lovatoelectric.com/Rotary_cam_switches/ENG/7GN12136U47.pdf | Commutatore a camme serie 7GN, multivia 0-1-2-3 3 poli da 16A in esecuzione per montaggio frontale con maniglia nera e fissaggio a scatto per foro diametro 22mm, mostrina 48X48mm | http://datasheet.lovatoelectric.com/Rotary_cam_switches/ITA/7GN12136U47.pdf | Łącznik krzywkowy serii 7GN, wielopozycyjny 0-1-2-3, 3 pola, 16A, do montażu tablicowego w otworze 22mm z czarnym pokrętłem, montowanym na zatrzask do korpusu i tabliczką 48x48mm | http://datasheet.lovatoelectric.com/Rotary_cam_switches/POL/7GN12136U47.pdf | Rotary cam switch 7GN series, multi-step 0-1-2-3, 3 poles 16A, for snap on front mounting with black handle for hole Ø22mm fixing, front plate 48X48mm | http://datasheet.lovatoelectric.com/Rotary_cam_switches/RON/7GN12136U47.pdf
7GN1213O |  |  | Rotary cam switch 7GN series, Dahlander motor control switch 1-0-2, 16A, for rear mounting with black handle, front plate 48X48mm | http://datasheet.lovatoelectric.com/Rotary_cam_switches/ENG/7GN1213O.pdf | Commutatore a camme serie 7GN, avviatore per motori Dahlander 1-0-2 da 16A in esecuzione per montaggio a fondo quadro con maniglia nera, mostrina 48X48mm | http://datasheet.lovatoelectric.com/Rotary_cam_switches/ITA/7GN1213O.pdf | Łącznik krzywkowy serii 7GN, przełącznik silnika dwubiegunowego 1-0-2, układ Dahlandera, 16A, do montażu wewnątrz szafy z czarnym pokrętłem i tabliczką 48x48mm | http://datasheet.lovatoelectric.com/Rotary_cam_switches/POL/7GN1213O.pdf | Rotary cam switch 7GN series, Dahlander motor control switch 1-0-2, 16A, for rear mounting with black handle, front plate 48X48mm | http://datasheet.lovatoelectric.com/Rotary_cam_switches/RON/7GN1213O.pdf
7GN1213O48 |  |  | Rotary cam switch 7GN series, Dahlander motor control switch 1-0-2, 16A, modular service cover for 35mm DIN reail mounting with black handle, front plate 45X54mm | http://datasheet.lovatoelectric.com/Rotary_cam_switches/ENG/7GN1213O48.pdf | Commutatore a camme serie 7GN, avviatore per motori Dahlander 1-0-2 da 16A in esecuzione modulare per montaggio su guida DIN con maniglia nera, mostrina 45X54mm | http://datasheet.lovatoelectric.com/Rotary_cam_switches/ITA/7GN1213O48.pdf | Łącznik krzywkowy serii 7GN, przełącznik silnika dwubiegunowego 1-0-2, układ Dahlandera, 16A, wykonanie modułowe do montażu na szynie DIN 35mm, z czarnym pokrętłem i tabliczką 45x54mm | http://datasheet.lovatoelectric.com/Rotary_cam_switches/POL/7GN1213O48.pdf | Rotary cam switch 7GN series, Dahlander motor control switch 1-0-2, 16A, modular service cover for 35mm DIN reail mounting with black handle, front plate 45X54mm | http://datasheet.lovatoelectric.com/Rotary_cam_switches/RON/7GN1213O48.pdf
7GN1213O98 |  |  |  | http://datasheet.lovatoelectric.com/Rotary_cam_switches/ENG/7GN1213O98.pdf |  | http://datasheet.lovatoelectric.com/Rotary_cam_switches/ITA/7GN1213O98.pdf |  | http://datasheet.lovatoelectric.com/Rotary_cam_switches/POL/7GN1213O98.pdf |  | http://datasheet.lovatoelectric.com/Rotary_cam_switches/RON/7GN1213O98.pdf
7GN1213P |  |  | Enclosed rotary cam switch 7GN series, Dahlander motor control switch 1-0-2, 16A in plastic enclosure 75X75mm with black handle | http://datasheet.lovatoelectric.com/Rotary_cam_switches/ENG/7GN1213P.pdf | Commutatore a camme serie 7GN, avviatore per motori Dahlander 1-0-2 da 16A in cassetta plastica 75X75mm con maniglia nera | http://datasheet.lovatoelectric.com/Rotary_cam_switches/ITA/7GN1213P.pdf | Łącznik krzywkowy serii 7GN, przełącznik silnika dwubiegunowego 1-0-2, układ Dahlandera, 16A, w obudowie 75x75mm i czarnym pokrętłem | http://datasheet.lovatoelectric.com/Rotary_cam_switches/POL/7GN1213P.pdf | Enclosed rotary cam switch 7GN series, Dahlander motor control switch 1-0-2, 16A in plastic enclosure 75X75mm with black handle | http://datasheet.lovatoelectric.com/Rotary_cam_switches/RON/7GN1213P.pdf
7GN1213P25 |  |  | Enclosed rotary cam switch 7GN series, Dahlander motor control switch 1-0-2, 16A in plastic enclosure 90X90mm with red/yellow handle | http://datasheet.lovatoelectric.com/Rotary_cam_switches/ENG/7GN1213P25.pdf | Commutatore a camme serie 7GN, avviatore per motori Dahlander 1-0-2 da 16A in cassetta plastica 90X90mm con maniglia giallo/rossa | http://datasheet.lovatoelectric.com/Rotary_cam_switches/ITA/7GN1213P25.pdf | Łącznik krzywkowy serii 7GN, przełącznik silnika dwubiegunowego 1-0-2, układ Dahlandera, 16A, w obudowie 90x90mm i żółto/czerwonym pokrętłem | http://datasheet.lovatoelectric.com/Rotary_cam_switches/POL/7GN1213P25.pdf | Enclosed rotary cam switch 7GN series, Dahlander motor control switch 1-0-2, 16A in plastic enclosure 90X90mm with red/yellow handle | http://datasheet.lovatoelectric.com/Rotary_cam_switches/RON/7GN1213P25.pdf
7GN1213U |  |  | Rotary cam switch 7GN series, Dahlander motor control switch 1-0-2, 16A, for front mounting with black handle, front plate 48X48mm | http://datasheet.lovatoelectric.com/Rotary_cam_switches/ENG/7GN1213U.pdf | Commutatore a camme serie 7GN, avviatore per motori Dahlander 1-0-2 da 16A in esecuzione per montaggio frontale con maniglia nera, mostrina 48X48mm | http://datasheet.lovatoelectric.com/Rotary_cam_switches/ITA/7GN1213U.pdf | Łącznik krzywkowy serii 7GN, przełącznik silnika dwubiegunowego 1-0-2, układ Dahlandera, 16A, do montażu tablicowego, z czarnym pokrętłem i tabliczką 48x48mm | http://datasheet.lovatoelectric.com/Rotary_cam_switches/POL/7GN1213U.pdf | Rotary cam switch 7GN series, Dahlander motor control switch 1-0-2, 16A, for front mounting with black handle, front plate 48X48mm | http://datasheet.lovatoelectric.com/Rotary_cam_switches/RON/7GN1213U.pdf
7GN1213U47 |  |  | Rotary cam switch 7GN series, Dahlander motor control switch 1-0-2, 16A, modular service cover for 35mm DIN reail mounting with black handle, front plate 48X48mm | http://datasheet.lovatoelectric.com/Rotary_cam_switches/ENG/7GN1213U47.pdf | Commutatore a camme serie 7GN, avviatore per motori Dahlander 1-0-2 da 16A in esecuzione modulare per montaggio su guida DIN con maniglia nera, mostrina 48X48mm | http://datasheet.lovatoelectric.com/Rotary_cam_switches/ITA/7GN1213U47.pdf | Łącznik krzywkowy serii 7GN, przełącznik silnika dwubiegunowego 1-0-2, układ Dahlandera, 16A, wykonanie do montażu tablicowego, z czarnym pokrętłem, montowanym na zatrzask i tabliczką 48x48mm | http://datasheet.lovatoelectric.com/Rotary_cam_switches/POL/7GN1213U47.pdf | Rotary cam switch 7GN series, Dahlander motor control switch 1-0-2, 16A, modular service cover for 35mm DIN reail mounting with black handle, front plate 48X48mm | http://datasheet.lovatoelectric.com/Rotary_cam_switches/RON/7GN1213U47.pdf
7GN1213U65 |  |  | Rotary cam switch 7GN series, Dahlander motor control switch 1-0-2, 16A, for front mounting with red/yellow handle padlockable in 0 and protection covers, front plate 65X65mm | http://datasheet.lovatoelectric.com/Rotary_cam_switches/ENG/7GN1213U65.pdf | Commutatore a camme serie 7GN, avviatore per motori Dahlander 1-0-2 da 16A in esecuzione per montaggio frontale con maniglia giallo/rossa lucchettabile in 0 e copriterminali, mostrina 65X65mm | http://datasheet.lovatoelectric.com/Rotary_cam_switches/ITA/7GN1213U65.pdf | Łącznik krzywkowy serii 7GN, przełącznik silnika dwubiegunowego 1-0-2, układ Dahlandera, 16A, do montażu tablicowego, z żółto/czerwonym pokrętłem blokowanym w pozycji 0, osłonami zacisków i tabliczką 65x65mm | http://datasheet.lovatoelectric.com/Rotary_cam_switches/POL/7GN1213U65.pdf | Rotary cam switch 7GN series, Dahlander motor control switch 1-0-2, 16A, for front mounting with red/yellow handle padlockable in 0 and protection covers, front plate 65X65mm | http://datasheet.lovatoelectric.com/Rotary_cam_switches/RON/7GN1213U65.pdf
7GN1219O |  |  | Rotary cam switch 7GN series, Dahlander motor control switch 0-1-2, 16A, for rear mounting with black handle, front plate 48X48mm | http://datasheet.lovatoelectric.com/Rotary_cam_switches/ENG/7GN1219O.pdf | Commutatore a camme serie 7GN, avviatore per motori Dahlander 0-1-2 da 16A in esecuzione per montaggio a fondo quadro con maniglia nera, mostrina 48X48mm | http://datasheet.lovatoelectric.com/Rotary_cam_switches/ITA/7GN1219O.pdf | Łącznik krzywkowy serii 7GN, przełącznik silnika dwubiegunowego 0-1-2, układ Dahlandera, 16A, do montażu wewnątrz szafy z czarnym pokrętłem i tabliczką 48x48mm | http://datasheet.lovatoelectric.com/Rotary_cam_switches/POL/7GN1219O.pdf | Rotary cam switch 7GN series, Dahlander motor control switch 0-1-2, 16A, for rear mounting with black handle, front plate 48X48mm | http://datasheet.lovatoelectric.com/Rotary_cam_switches/RON/7GN1219O.pdf
7GN1219O48 |  |  | Rotary cam switch 7GN series, Dahlander motor control switch 0-1-2, 16A, modular service cover for 35mm DIN reail mounting with black handle, front plate 45X54mm | http://datasheet.lovatoelectric.com/Rotary_cam_switches/ENG/7GN1219O48.pdf | Commutatore a camme serie 7GN, avviatore per motori Dahlander 0-1-2 da 16A in esecuzione modulare per montaggio su guida DIN con maniglia nera, mostrina 45X54mm | http://datasheet.lovatoelectric.com/Rotary_cam_switches/ITA/7GN1219O48.pdf | Łącznik krzywkowy serii 7GN, przełącznik silnika dwubiegunowego 0-1-2, układ Dahlandera, 16A, wykonanie modułowe do montażu na szynie DIN 35mm, z czarnym pokrętłem i tabliczką 45x54mm | http://datasheet.lovatoelectric.com/Rotary_cam_switches/POL/7GN1219O48.pdf | Rotary cam switch 7GN series, Dahlander motor control switch 0-1-2, 16A, modular service cover for 35mm DIN reail mounting with black handle, front plate 45X54mm | http://datasheet.lovatoelectric.com/Rotary_cam_switches/RON/7GN1219O48.pdf
7GN1219O98 |  |  |  | http://datasheet.lovatoelectric.com/Rotary_cam_switches/ENG/7GN1219O98.pdf |  | http://datasheet.lovatoelectric.com/Rotary_cam_switches/ITA/7GN1219O98.pdf |  | http://datasheet.lovatoelectric.com/Rotary_cam_switches/POL/7GN1219O98.pdf |  | http://datasheet.lovatoelectric.com/Rotary_cam_switches/RON/7GN1219O98.pdf
7GN1219P |  |  | Enclosed rotary cam switch 7GN series, Dahlander motor control switch 0-1-2, 16A in plastic enclosure 75X75mm with black handle | http://datasheet.lovatoelectric.com/Rotary_cam_switches/ENG/7GN1219P.pdf | Commutatore a camme serie 7GN, avviatore per motori Dahlander 0-1-2 da 16A in cassetta plastica 75X75mm con maniglia nera | http://datasheet.lovatoelectric.com/Rotary_cam_switches/ITA/7GN1219P.pdf | Łącznik krzywkowy serii 7GN, przełącznik silnika dwubiegunowego 0-1-2, układ Dahlandera, 16A, w obudowie 75x75mm i czarnym pokrętłem | http://datasheet.lovatoelectric.com/Rotary_cam_switches/POL/7GN1219P.pdf | Enclosed rotary cam switch 7GN series, Dahlander motor control switch 0-1-2, 16A in plastic enclosure 75X75mm with black handle | http://datasheet.lovatoelectric.com/Rotary_cam_switches/RON/7GN1219P.pdf
7GN1219P25 |  |  | Enclosed rotary cam switch 7GN series, Dahlander motor control switch 0-1-2, 16A in plastic enclosure 90X90mm with red/yellow handle | http://datasheet.lovatoelectric.com/Rotary_cam_switches/ENG/7GN1219P25.pdf | Commutatore a camme serie 7GN, avviatore per motori Dahlander 0-1-2 da 16A in cassetta plastica 90X90mm con maniglia giallo/rossa | http://datasheet.lovatoelectric.com/Rotary_cam_switches/ITA/7GN1219P25.pdf | Łącznik krzywkowy serii 7GN, przełącznik silnika dwubiegunowego 0-1-2, układ Dahlandera, 16A, w obudowie 90x90mm i żółto/czerwonym pokrętłem | http://datasheet.lovatoelectric.com/Rotary_cam_switches/POL/7GN1219P25.pdf | Enclosed rotary cam switch 7GN series, Dahlander motor control switch 0-1-2, 16A in plastic enclosure 90X90mm with red/yellow handle | http://datasheet.lovatoelectric.com/Rotary_cam_switches/RON/7GN1219P25.pdf
7GN1219U |  |  | Rotary cam switch 7GN series, Dahlander motor control switch 0-1-2, 16A, for front mounting with black handle, front plate 48X48mm | http://datasheet.lovatoelectric.com/Rotary_cam_switches/ENG/7GN1219U.pdf | Commutatore a camme serie 7GN, avviatore per motori Dahlander 0-1-2 da 16A in esecuzione per montaggio frontale con maniglia nera, mostrina 48X48mm | http://datasheet.lovatoelectric.com/Rotary_cam_switches/ITA/7GN1219U.pdf | Łącznik krzywkowy serii 7GN, przełącznik silnika dwubiegunowego 0-1-2, układ Dahlandera, 16A, do montażu tablicowego, z czarnym pokrętłem i tabliczką 48x48mm | http://datasheet.lovatoelectric.com/Rotary_cam_switches/POL/7GN1219U.pdf | Rotary cam switch 7GN series, Dahlander motor control switch 0-1-2, 16A, for front mounting with black handle, front plate 48X48mm | http://datasheet.lovatoelectric.com/Rotary_cam_switches/RON/7GN1219U.pdf
7GN1219U47 |  |  | Rotary cam switch 7GN series, Dahlander motor control switch 0-1-2, 16A, modular service cover for 35mm DIN reail mounting with black handle, front plate 48X48mm | http://datasheet.lovatoelectric.com/Rotary_cam_switches/ENG/7GN1219U47.pdf | Commutatore a camme serie 7GN, avviatore per motori Dahlander 0-1-2 da 16A in esecuzione modulare per montaggio su guida DIN con maniglia nera, mostrina 48X48mm | http://datasheet.lovatoelectric.com/Rotary_cam_switches/ITA/7GN1219U47.pdf | Łącznik krzywkowy serii 7GN, przełącznik silnika dwubiegunowego 0-1-2, układ Dahlandera, 16A, wykonanie do montażu tablicowego, z czarnym pokrętłem, montowanym na zatrzask i tabliczką 48x48mm | http://datasheet.lovatoelectric.com/Rotary_cam_switches/POL/7GN1219U47.pdf | Rotary cam switch 7GN series, Dahlander motor control switch 0-1-2, 16A, modular service cover for 35mm DIN reail mounting with black handle, front plate 48X48mm | http://datasheet.lovatoelectric.com/Rotary_cam_switches/RON/7GN1219U47.pdf
7GN1219U65 |  |  | Rotary cam switch 7GN series, Dahlander motor control switch 0-1-2, 16A, for front mounting with red/yellow handle padlockable in 0 and protection covers, front plate 65X65mm | http://datasheet.lovatoelectric.com/Rotary_cam_switches/ENG/7GN1219U65.pdf | Commutatore a camme serie 7GN, avviatore per motori Dahlander 0-1-2 da 16A in esecuzione per montaggio frontale con maniglia giallo/rossa lucchettabile in 0 e copriterminali, mostrina 65X65mm | http://datasheet.lovatoelectric.com/Rotary_cam_switches/ITA/7GN1219U65.pdf | Łącznik krzywkowy serii 7GN, przełącznik silnika dwubiegunowego 0-1-2, układ Dahlandera, 16A, do montażu tablicowego, z żółto/czerwonym pokrętłem blokowanym w pozycji 0, osłonami zacisków i tabliczką 65x65mm | http://datasheet.lovatoelectric.com/Rotary_cam_switches/POL/7GN1219U65.pdf | Rotary cam switch 7GN series, Dahlander motor control switch 0-1-2, 16A, for front mounting with red/yellow handle padlockable in 0 and protection covers, front plate 65X65mm | http://datasheet.lovatoelectric.com/Rotary_cam_switches/RON/7GN1219U65.pdf
7GN1220O |  |  | Rotary cam switch 7GN series, Dahlander motor 2-speed reversing switch, 16A, for rear mounting with black handle, front plate 48X48mm | http://datasheet.lovatoelectric.com/Rotary_cam_switches/ENG/7GN1220O.pdf | Commutatore a camme serie 7GN, invertitore di marcia a 2 velocita' per motori Dahlander da 16A in esecuzione per montaggio a fondo quadro con maniglia nera, mostrina 48X48mm | http://datasheet.lovatoelectric.com/Rotary_cam_switches/ITA/7GN1220O.pdf | Łącznik krzywkowy serii 7GN, przełącznik zmiany kirunku obrotów silnika dwubiegunowego, układ Dahlandera, 16A, do montażu wewnątrz szafy z czarnym pokrętłem i tabliczką 48x48mm | http://datasheet.lovatoelectric.com/Rotary_cam_switches/POL/7GN1220O.pdf | Rotary cam switch 7GN series, Dahlander motor 2-speed reversing switch, 16A, for rear mounting with black handle, front plate 48X48mm | http://datasheet.lovatoelectric.com/Rotary_cam_switches/RON/7GN1220O.pdf
7GN1220O48 |  |  | Rotary cam switch 7GN series, Dahlander motor 2-speed reversing switch, 16A, modular service cover for 35mm DIN reail mounting with black handle, front plate 45X54mm | http://datasheet.lovatoelectric.com/Rotary_cam_switches/ENG/7GN1220O48.pdf | Commutatore a camme serie 7GN, invertitore di marcia a 2 velocita' per motori Dahlander da 16A in esecuzione modulare per montaggio su guida DIN con maniglia nera, mostrina 45X54mm | http://datasheet.lovatoelectric.com/Rotary_cam_switches/ITA/7GN1220O48.pdf | Łącznik krzywkowy serii 7GN, przełącznik zmiany kirunku obrotów silnika dwubiegunowego, układ Dahlandera, 16A, wykonanie modułowe do montażu na szynie DIN 35mm, z czarnym pokrętłem i tabliczką 45x54mm | http://datasheet.lovatoelectric.com/Rotary_cam_switches/POL/7GN1220O48.pdf | Rotary cam switch 7GN series, Dahlander motor 2-speed reversing switch, 16A, modular service cover for 35mm DIN reail mounting with black handle, front plate 45X54mm | http://datasheet.lovatoelectric.com/Rotary_cam_switches/RON/7GN1220O48.pdf
7GN1220O98 |  |  |  | http://datasheet.lovatoelectric.com/Rotary_cam_switches/ENG/7GN1220O98.pdf |  | http://datasheet.lovatoelectric.com/Rotary_cam_switches/ITA/7GN1220O98.pdf |  | http://datasheet.lovatoelectric.com/Rotary_cam_switches/POL/7GN1220O98.pdf |  | http://datasheet.lovatoelectric.com/Rotary_cam_switches/RON/7GN1220O98.pdf
7GN1220U |  |  | Rotary cam switch 7GN series, Dahlander motor 2-speed reversing switch, 16A, for front mounting with black handle, front plate 48X48mm | http://datasheet.lovatoelectric.com/Rotary_cam_switches/ENG/7GN1220U.pdf | Commutatore a camme serie 7GN, invertitore di marcia a 2 velocita' per motori Dahlander da 16A in esecuzione per montaggio frontale con maniglia nera, mostrina 48X48mm | http://datasheet.lovatoelectric.com/Rotary_cam_switches/ITA/7GN1220U.pdf | Łącznik krzywkowy serii 7GN, przełącznik zmiany kirunku obrotów silnika dwubiegunowego, układ Dahlandera, 16A, do montażu tablicowego, z czarnym pokrętłem i tabliczką 48x48mm | http://datasheet.lovatoelectric.com/Rotary_cam_switches/POL/7GN1220U.pdf | Rotary cam switch 7GN series, Dahlander motor 2-speed reversing switch, 16A, for front mounting with black handle, front plate 48X48mm | http://datasheet.lovatoelectric.com/Rotary_cam_switches/RON/7GN1220U.pdf
7GN1220U47 |  |  | Rotary cam switch 7GN series, Dahlander motor 2-speed reversing switch, 16A, modular service cover for 35mm DIN reail mounting with black handle, front plate 48X48mm | http://datasheet.lovatoelectric.com/Rotary_cam_switches/ENG/7GN1220U47.pdf | Commutatore a camme serie 7GN, invertitore di marcia a 2 velocita' per motori Dahlander da 16A in esecuzione modulare per montaggio su guida DIN con maniglia nera, mostrina 48X48mm | http://datasheet.lovatoelectric.com/Rotary_cam_switches/ITA/7GN1220U47.pdf | Łącznik krzywkowy serii 7GN, przełącznik zmiany kirunku obrotów silnika dwubiegunowego, układ Dahlandera, 16A, wykonanie do montażu tablicowego, z czarnym pokrętłem, montowanym na zatrzask i tabliczką 48x48mm | http://datasheet.lovatoelectric.com/Rotary_cam_switches/POL/7GN1220U47.pdf | Rotary cam switch 7GN series, Dahlander motor 2-speed reversing switch, 16A, modular service cover for 35mm DIN reail mounting with black handle, front plate 48X48mm | http://datasheet.lovatoelectric.com/Rotary_cam_switches/RON/7GN1220U47.pdf
7GN1220U65 |  |  | Rotary cam switch 7GN series, Dahlander motor 2-speed reversing switch, 16A, for front mounting with red/yellow handle padlockable in 0 and protection covers, front plate 65X65mm | http://datasheet.lovatoelectric.com/Rotary_cam_switches/ENG/7GN1220U65.pdf | Commutatore a camme serie 7GN, invertitore di marcia a 2 velocita' per motori Dahlander da 16A in esecuzione per montaggio frontale con maniglia giallo/rossa lucchettabile in 0 e copriterminali, mostrina 65X65mm | http://datasheet.lovatoelectric.com/Rotary_cam_switches/ITA/7GN1220U65.pdf | Łącznik krzywkowy serii 7GN, przełącznik zmiany kirunku obrotów silnika dwubiegunowego, układ Dahlandera, 16A, do montażu tablicowego, z żółto/czerwonym pokrętłem blokowanym w pozycji 0, osłonami zacisków i tabliczką 65x65mm | http://datasheet.lovatoelectric.com/Rotary_cam_switches/POL/7GN1220U65.pdf | Rotary cam switch 7GN series, Dahlander motor 2-speed reversing switch, 16A, for front mounting with red/yellow handle padlockable in 0 and protection covers, front plate 65X65mm | http://datasheet.lovatoelectric.com/Rotary_cam_switches/RON/7GN1220U65.pdf
7GN1225O |  |  | Rotary cam switch 7GN series, 1-phase motor reversing switch with spring return 16A, for rear mounting with black handle, front plate 48X48mm | http://datasheet.lovatoelectric.com/Rotary_cam_switches/ENG/7GN1225O.pdf | Commutatore a camme serie 7GN, invertitore di marcia monofase con ritorno a molla da 16A in esecuzione per montaggio a fondo quadro con maniglia nera, mostrina 48X48mm | http://datasheet.lovatoelectric.com/Rotary_cam_switches/ITA/7GN1225O.pdf | Łącznik krzywkowy serii 7GN, przełącznik zmiany kierunku obrotów silnika 1 fazowego, z powrotem do pozycji 0, 16A, do montażu wewnątrz szafy z czarnym pokrętłem i tabliczką 48x48mm | http://datasheet.lovatoelectric.com/Rotary_cam_switches/POL/7GN1225O.pdf | Rotary cam switch 7GN series, 1-phase motor reversing switch with spring return 16A, for rear mounting with black handle, front plate 48X48mm | http://datasheet.lovatoelectric.com/Rotary_cam_switches/RON/7GN1225O.pdf
7GN1225O48 |  |  | Rotary cam switch 7GN series, 1-phase motor reversing switch with spring return 16A, modular service cover for 35mm DIN reail mounting with black handle, front plate 45X54mm | http://datasheet.lovatoelectric.com/Rotary_cam_switches/ENG/7GN1225O48.pdf | Commutatore a camme serie 7GN, invertitore di marcia monofase con ritorno a molla da 16A in esecuzione modulare per montaggio su guida DIN con maniglia nera, mostrina 45X54mm | http://datasheet.lovatoelectric.com/Rotary_cam_switches/ITA/7GN1225O48.pdf | Łącznik krzywkowy serii 7GN, przełącznik zmiany kierunku obrotów silnika 1 fazowego, z powrotem do pozycji 0, 16A, wykonanie modułowe do montażu na szynie DIN 35mm, z czarnym pokrętłem i tabliczką 45x54mm | http://datasheet.lovatoelectric.com/Rotary_cam_switches/POL/7GN1225O48.pdf | Rotary cam switch 7GN series, 1-phase motor reversing switch with spring return 16A, modular service cover for 35mm DIN reail mounting with black handle, front plate 45X54mm | http://datasheet.lovatoelectric.com/Rotary_cam_switches/RON/7GN1225O48.pdf
7GN1225O98 |  |  |  | http://datasheet.lovatoelectric.com/Rotary_cam_switches/ENG/7GN1225O98.pdf |  | http://datasheet.lovatoelectric.com/Rotary_cam_switches/ITA/7GN1225O98.pdf |  | http://datasheet.lovatoelectric.com/Rotary_cam_switches/POL/7GN1225O98.pdf |  | http://datasheet.lovatoelectric.com/Rotary_cam_switches/RON/7GN1225O98.pdf
7GN1225P |  |  | Enclosed rotary cam switch 7GN series, 1-phase motor reversing switch with spring return 16A in plastic enclosure 75X75mm with black handle | http://datasheet.lovatoelectric.com/Rotary_cam_switches/ENG/7GN1225P.pdf | Commutatore a camme serie 7GN, invertitore di marcia monofase con ritorno a molla da 16A in cassetta plastica 75X75mm con maniglia nera | http://datasheet.lovatoelectric.com/Rotary_cam_switches/ITA/7GN1225P.pdf | Łącznik krzywkowy serii 7GN, przełącznik zmiany kierunku obrotów silnika 1 fazowego, z powrotem do pozycji 0, 16A, w obudowie 75x75mm i czarnym pokrętłem | http://datasheet.lovatoelectric.com/Rotary_cam_switches/POL/7GN1225P.pdf | Enclosed rotary cam switch 7GN series, 1-phase motor reversing switch with spring return 16A in plastic enclosure 75X75mm with black handle | http://datasheet.lovatoelectric.com/Rotary_cam_switches/RON/7GN1225P.pdf
7GN1225P25 |  |  | Enclosed rotary cam switch 7GN series, 1-phase motor reversing switch with spring return 16A in plastic enclosure 90X90mm with red/yellow handle | http://datasheet.lovatoelectric.com/Rotary_cam_switches/ENG/7GN1225P25.pdf | Commutatore a camme serie 7GN, invertitore di marcia monofase con ritorno a molla da 16A in cassetta plastica 90X90mm con maniglia giallo/rossa | http://datasheet.lovatoelectric.com/Rotary_cam_switches/ITA/7GN1225P25.pdf | Łącznik krzywkowy serii 7GN, przełącznik zmiany kierunku obrotów silnika 1 fazowego, z powrotem do pozycji 0, 16A, w obudowie 90x90mm i żółto/czerwonym pokrętłem | http://datasheet.lovatoelectric.com/Rotary_cam_switches/POL/7GN1225P25.pdf | Enclosed rotary cam switch 7GN series, 1-phase motor reversing switch with spring return 16A in plastic enclosure 90X90mm with red/yellow handle | http://datasheet.lovatoelectric.com/Rotary_cam_switches/RON/7GN1225P25.pdf
7GN1225U |  |  | Rotary cam switch 7GN series, 1-phase motor reversing switch with spring return 16A, for front mounting with black handle, front plate 48X48mm | http://datasheet.lovatoelectric.com/Rotary_cam_switches/ENG/7GN1225U.pdf | Commutatore a camme serie 7GN, invertitore di marcia monofase con ritorno a molla da 16A in esecuzione per montaggio frontale con maniglia nera, mostrina 48X48mm | http://datasheet.lovatoelectric.com/Rotary_cam_switches/ITA/7GN1225U.pdf | Łącznik krzywkowy serii 7GN, przełącznik zmiany kierunku obrotów silnika 1 fazowego, z powrotem do pozycji 0, 16A, do montażu tablicowego, z czarnym pokrętłem i tabliczką 48x48mm | http://datasheet.lovatoelectric.com/Rotary_cam_switches/POL/7GN1225U.pdf | Rotary cam switch 7GN series, 1-phase motor reversing switch with spring return 16A, for front mounting with black handle, front plate 48X48mm | http://datasheet.lovatoelectric.com/Rotary_cam_switches/RON/7GN1225U.pdf
7GN1225U47 |  |  | Rotary cam switch 7GN series, 1-phase motor reversing switch with spring return 16A, modular service cover for 35mm DIN reail mounting with black handle, front plate 48X48mm | http://datasheet.lovatoelectric.com/Rotary_cam_switches/ENG/7GN1225U47.pdf | Commutatore a camme serie 7GN, invertitore di marcia monofase con ritorno a molla da 16A in esecuzione modulare per montaggio su guida DIN con maniglia nera, mostrina 48X48mm | http://datasheet.lovatoelectric.com/Rotary_cam_switches/ITA/7GN1225U47.pdf | Łącznik krzywkowy serii 7GN, przełącznik zmiany kierunku obrotów silnika 1 fazowego, z powrotem do pozycji 0, 16A, wykonanie do montażu tablicowego, z czarnym pokrętłem, montowanym na zatrzask i tabliczką 48x48mm | http://datasheet.lovatoelectric.com/Rotary_cam_switches/POL/7GN1225U47.pdf | Rotary cam switch 7GN series, 1-phase motor reversing switch with spring return 16A, modular service cover for 35mm DIN reail mounting with black handle, front plate 48X48mm | http://datasheet.lovatoelectric.com/Rotary_cam_switches/RON/7GN1225U47.pdf
7GN1225U65 |  |  | Rotary cam switch 7GN series, 1-phase motor reversing switch with spring return 16A, for front mounting with red/yellow handle padlockable in 0 and protection covers, front plate 65X65mm | http://datasheet.lovatoelectric.com/Rotary_cam_switches/ENG/7GN1225U65.pdf | Commutatore a camme serie 7GN, invertitore di marcia monofase con ritorno a molla da 16A in esecuzione per montaggio frontale con maniglia giallo/rossa lucchettabile in 0 e copriterminali, mostrina 65X65mm | http://datasheet.lovatoelectric.com/Rotary_cam_switches/ITA/7GN1225U65.pdf | Łącznik krzywkowy serii 7GN, przełącznik zmiany kierunku obrotów silnika 1 fazowego, z powrotem do pozycji 0, 16A, do montażu tablicowego, z żółto/czerwonym pokrętłem blokowanym w pozycji 0, osłonami zacisków i tabliczką 65x65mm | http://datasheet.lovatoelectric.com/Rotary_cam_switches/POL/7GN1225U65.pdf | Rotary cam switch 7GN series, 1-phase motor reversing switch with spring return 16A, for front mounting with red/yellow handle padlockable in 0 and protection covers, front plate 65X65mm | http://datasheet.lovatoelectric.com/Rotary_cam_switches/RON/7GN1225U65.pdf
7GN1226O |  |  | Rotary cam switch 7GN series, 3-phase motor reversing switch with spring return 16A, for rear mounting with black handle, front plate 48X48mm | http://datasheet.lovatoelectric.com/Rotary_cam_switches/ENG/7GN1226O.pdf | Commutatore a camme serie 7GN, invertitore di marcia trifase con ritorno di molla da 16A in esecuzione per montaggio a fondo quadro con maniglia nera, mostrina 48X48mm | http://datasheet.lovatoelectric.com/Rotary_cam_switches/ITA/7GN1226O.pdf | Łącznik krzywkowy serii 7GN, przełącznik zmiany kierunku obrotów silnika 3 fazowego, z powrotem do pozycji 0, 16A, do montażu wewnątrz szafy z czarnym pokrętłem i tabliczką 48x48mm | http://datasheet.lovatoelectric.com/Rotary_cam_switches/POL/7GN1226O.pdf | Rotary cam switch 7GN series, 3-phase motor reversing switch with spring return 16A, for rear mounting with black handle, front plate 48X48mm | http://datasheet.lovatoelectric.com/Rotary_cam_switches/RON/7GN1226O.pdf
7GN1226O48 |  |  | Rotary cam switch 7GN series, 3-phase motor reversing switch with spring return 16A, modular service cover for 35mm DIN reail mounting with black handle, front plate 45X54mm | http://datasheet.lovatoelectric.com/Rotary_cam_switches/ENG/7GN1226O48.pdf | Commutatore a camme serie 7GN, invertitore di marcia trifase con ritorno di molla da 16A in esecuzione modulare per montaggio su guida DIN con maniglia nera, mostrina 45X54mm | http://datasheet.lovatoelectric.com/Rotary_cam_switches/ITA/7GN1226O48.pdf | Łącznik krzywkowy serii 7GN, przełącznik zmiany kierunku obrotów silnika 3 fazowego, z powrotem do pozycji 0, 16A, wykonanie modułowe do montażu na szynie DIN 35mm, z czarnym pokrętłem i tabliczką 45x54mm | http://datasheet.lovatoelectric.com/Rotary_cam_switches/POL/7GN1226O48.pdf | Rotary cam switch 7GN series, 3-phase motor reversing switch with spring return 16A, modular service cover for 35mm DIN reail mounting with black handle, front plate 45X54mm | http://datasheet.lovatoelectric.com/Rotary_cam_switches/RON/7GN1226O48.pdf
7GN1226O98 |  |  |  | http://datasheet.lovatoelectric.com/Rotary_cam_switches/ENG/7GN1226O98.pdf |  | http://datasheet.lovatoelectric.com/Rotary_cam_switches/ITA/7GN1226O98.pdf |  | http://datasheet.lovatoelectric.com/Rotary_cam_switches/POL/7GN1226O98.pdf |  | http://datasheet.lovatoelectric.com/Rotary_cam_switches/RON/7GN1226O98.pdf
7GN1226P |  |  | Enclosed rotary cam switch 7GN series, 3-phase motor reversing switch with spring return 16A in plastic enclosure 75X75mm with black handle | http://datasheet.lovatoelectric.com/Rotary_cam_switches/ENG/7GN1226P.pdf | Commutatore a camme serie 7GN, invertitore di marcia trifase con ritorno a molla da 16A in cassetta plastica 75X75mm con maniglia nera | http://datasheet.lovatoelectric.com/Rotary_cam_switches/ITA/7GN1226P.pdf | Łącznik krzywkowy serii 7GN, przełącznik zmiany kierunku obrotów silnika 3 fazowego, z powrotem do pozycji 0, 16A, w obudowie 75x75mm i czarnym pokrętłem | http://datasheet.lovatoelectric.com/Rotary_cam_switches/POL/7GN1226P.pdf | Enclosed rotary cam switch 7GN series, 3-phase motor reversing switch with spring return 16A in plastic enclosure 75X75mm with black handle | http://datasheet.lovatoelectric.com/Rotary_cam_switches/RON/7GN1226P.pdf
7GN1226P25 |  |  | Enclosed rotary cam switch 7GN series, 3-phase motor reversing switch with spring return 16A in plastic enclosure 90X90mm with red/yellow handle | http://datasheet.lovatoelectric.com/Rotary_cam_switches/ENG/7GN1226P25.pdf | Commutatore a camme serie 7GN, invertitore di marcia trifase con ritorno a molla da 16A in cassetta plastica 90X90mm con maniglia giallo/rossa | http://datasheet.lovatoelectric.com/Rotary_cam_switches/ITA/7GN1226P25.pdf | Łącznik krzywkowy serii 7GN, przełącznik zmiany kierunku obrotów silnika 3 fazowego, z powrotem do pozycji 0, 16A, w obudowie 90x90mm i żółto/czerwonym pokrętłem | http://datasheet.lovatoelectric.com/Rotary_cam_switches/POL/7GN1226P25.pdf | Enclosed rotary cam switch 7GN series, 3-phase motor reversing switch with spring return 16A in plastic enclosure 90X90mm with red/yellow handle | http://datasheet.lovatoelectric.com/Rotary_cam_switches/RON/7GN1226P25.pdf
7GN1226U | 7GN1226U.jpg | http://datasheet.lovatoelectric.com/Rotary_cam_switches/products_images/7GN1226U.jpg | Rotary cam switch 7GN series, 3-phase motor reversing switch with spring return 16A, for front mounting with black handle, front plate 48X48mm | http://datasheet.lovatoelectric.com/Rotary_cam_switches/ENG/7GN1226U.pdf | Commutatore a camme serie 7GN, invertitore di marcia trifase con ritorno a molla da 16A in esecuzione per montaggio frontale con maniglia nera, mostrina 48X48mm | http://datasheet.lovatoelectric.com/Rotary_cam_switches/ITA/7GN1226U.pdf | Łącznik krzywkowy serii 7GN, przełącznik zmiany kierunku obrotów silnika 3 fazowego, z powrotem do pozycji 0, 16A, do montażu tablicowego, z czarnym pokrętłem i tabliczką 48x48mm | http://datasheet.lovatoelectric.com/Rotary_cam_switches/POL/7GN1226U.pdf | Rotary cam switch 7GN series, 3-phase motor reversing switch with spring return 16A, for front mounting with black handle, front plate 48X48mm | http://datasheet.lovatoelectric.com/Rotary_cam_switches/RON/7GN1226U.pdf
7GN1226U47 |  |  | Rotary cam switch 7GN series, 3-phase motor reversing switch with spring return 16A, modular service cover for 35mm DIN reail mounting with black handle, front plate 48X48mm | http://datasheet.lovatoelectric.com/Rotary_cam_switches/ENG/7GN1226U47.pdf | Commutatore a camme serie 7GN, invertitore di marcia trifase con ritorno di molla da 16A in esecuzione modulare per montaggio su guida DIN con maniglia nera, mostrina 48X48mm | http://datasheet.lovatoelectric.com/Rotary_cam_switches/ITA/7GN1226U47.pdf | Łącznik krzywkowy serii 7GN, przełącznik zmiany kierunku obrotów silnika 3 fazowego, z powrotem do pozycji 0, 16A, wykonanie do montażu tablicowego, z czarnym pokrętłem, montowanym na zatrzask i tabliczką 48x48mm | http://datasheet.lovatoelectric.com/Rotary_cam_switches/POL/7GN1226U47.pdf | Rotary cam switch 7GN series, 3-phase motor reversing switch with spring return 16A, modular service cover for 35mm DIN reail mounting with black handle, front plate 48X48mm | http://datasheet.lovatoelectric.com/Rotary_cam_switches/RON/7GN1226U47.pdf
7GN1226U65 |  |  | Rotary cam switch 7GN series, 1-phase motor reversing switch with spring return 16A, for front mounting with red/yellow handle padlockable in 0 and protection covers, front plate 65X65mm | http://datasheet.lovatoelectric.com/Rotary_cam_switches/ENG/7GN1226U65.pdf | Commutatore a camme serie 7GN, invertitore di marcia monofase con ritorno a molla da 16A in esecuzione per montaggio frontale con maniglia giallo/rossa lucchettabile in 0 e copriterminali, mostrina 65X65mm | http://datasheet.lovatoelectric.com/Rotary_cam_switches/ITA/7GN1226U65.pdf | Łącznik krzywkowy serii 7GN, przełącznik zmiany kierunku obrotów silnika 1 fazowego, z powrotem do pozycji 0, 16A, do montażu tablicowego, z żółto/czerwonym pokrętłem blokowanym w pozycji 0, osłonami zacisków i tabliczką 65x65mm | http://datasheet.lovatoelectric.com/Rotary_cam_switches/POL/7GN1226U65.pdf | Rotary cam switch 7GN series, 1-phase motor reversing switch with spring return 16A, for front mounting with red/yellow handle padlockable in 0 and protection covers, front plate 65X65mm | http://datasheet.lovatoelectric.com/Rotary_cam_switches/RON/7GN1226U65.pdf
7GN12503O | 7GN12510O.jpg | http://datasheet.lovatoelectric.com/Rotary_cam_switches/products_images/7GN12510O.jpg | Rotary cam switch 7GN series, ON-OFF spring return switch 3 poles 125A, for rear mounting with black handle, front plate 90X90mm | http://datasheet.lovatoelectric.com/Rotary_cam_switches/ENG/7GN12503O.pdf | Commutatore a camme serie 7GN, interruttore con ritorno a molla 3 poli da 125A in esecuzione per montaggio a fondo quadro con maniglia nera, mostrina 90X90mm | http://datasheet.lovatoelectric.com/Rotary_cam_switches/ITA/7GN12503O.pdf | Łącznik krzywkowy serii 7GN, rozłącznik z powrotem do pozycji 0, 3 pola, 125A, do montażu wewnątrz szafy z czarnym pokrętłem i tabliczką 90x90mm | http://datasheet.lovatoelectric.com/Rotary_cam_switches/POL/7GN12503O.pdf | Rotary cam switch 7GN series, ON-OFF spring return switch 3 poles 125A, for rear mounting with black handle, front plate 90X90mm | http://datasheet.lovatoelectric.com/Rotary_cam_switches/RON/7GN12503O.pdf
7GN12503P | 7GN12510P.jpg | http://datasheet.lovatoelectric.com/Rotary_cam_switches/products_images/7GN12510P.jpg | Enclosed rotary cam switch 7GN series, ON-OFF spring return switch 3 poles 125A in plastic enclosure 180X254mm with black handle | http://datasheet.lovatoelectric.com/Rotary_cam_switches/ENG/7GN12503P.pdf | Commutatore a camme serie 7GN, interruttore con ritorno a molla 3 poli da 125A in cassetta plastica 180X254mm con maniglia nera | http://datasheet.lovatoelectric.com/Rotary_cam_switches/ITA/7GN12503P.pdf | Łącznik krzywkowy serii 7GN, rozłącznik z powrotem do pozycji 0, 3 pola, 125A, w obudowie 180x254mm i czarnym pokrętłem | http://datasheet.lovatoelectric.com/Rotary_cam_switches/POL/7GN12503P.pdf | Enclosed rotary cam switch 7GN series, ON-OFF spring return switch 3 poles 125A in plastic enclosure 180X254mm with black handle | http://datasheet.lovatoelectric.com/Rotary_cam_switches/RON/7GN12503P.pdf
7GN12503U | 7GN12510U.jpg | http://datasheet.lovatoelectric.com/Rotary_cam_switches/products_images/7GN12510U.jpg | Rotary cam switch 7GN series, ON-OFF spring return switch 3 poles 125A, for front mounting with black handle, front plate 90X90mm | http://datasheet.lovatoelectric.com/Rotary_cam_switches/ENG/7GN12503U.pdf | Commutatore a camme serie 7GN, interruttore con ritorno a molla 3 poli da 125A in esecuzione per montaggio frontale con maniglia nera, mostrina 90X90mm | http://datasheet.lovatoelectric.com/Rotary_cam_switches/ITA/7GN12503U.pdf | Łącznik krzywkowy serii 7GN, rozłącznik z powrotem do pozycji 0, 3 pola, 125A, do montażu tablicowego, z czarnym pokrętłem i tabliczką 90x90mm | http://datasheet.lovatoelectric.com/Rotary_cam_switches/POL/7GN12503U.pdf | Rotary cam switch 7GN series, ON-OFF spring return switch 3 poles 125A, for front mounting with black handle, front plate 90X90mm | http://datasheet.lovatoelectric.com/Rotary_cam_switches/RON/7GN12503U.pdf
7GN12507O |  |  | Rotary cam switch 7GN series, ON-OFF switch 3 poles 125A, for rear mounting with black handle, front plate 90X90mm | http://datasheet.lovatoelectric.com/Rotary_cam_switches/ENG/7GN12507O.pdf | Commutatore a camme serie 7GN, interruttore 3 poli da 125A in esecuzione per montaggio a fondo quadro con maniglia nera, mostrina 90X90mm | http://datasheet.lovatoelectric.com/Rotary_cam_switches/ITA/7GN12507O.pdf | Łącznik krzywkowy serii 7GN, rozłącznik, 3 pola, 125A, do montażu wewnątrz szafy z czarnym pokrętłem i tabliczką 90x90mm | http://datasheet.lovatoelectric.com/Rotary_cam_switches/POL/7GN12507O.pdf | Rotary cam switch 7GN series, ON-OFF switch 3 poles 125A, for rear mounting with black handle, front plate 90X90mm | http://datasheet.lovatoelectric.com/Rotary_cam_switches/RON/7GN12507O.pdf
7GN12507P |  |  | Enclosed rotary cam switch 7GN series, ON-OFF switch 3 poles 125A in plastic enclosure 180X254mm with black handle | http://datasheet.lovatoelectric.com/Rotary_cam_switches/ENG/7GN12507P.pdf | Commutatore a camme serie 7GN, interruttore 3 poli da 125A in cassetta plastica 180X254mm con maniglia nera | http://datasheet.lovatoelectric.com/Rotary_cam_switches/ITA/7GN12507P.pdf | Łącznik krzywkowy serii 7GN, rozłącznik, 3 pola, 125A, w obudowie 180x254mm i czarnym pokrętłem | http://datasheet.lovatoelectric.com/Rotary_cam_switches/POL/7GN12507P.pdf | Enclosed rotary cam switch 7GN series, ON-OFF switch 3 poles 125A in plastic enclosure 180X254mm with black handle | http://datasheet.lovatoelectric.com/Rotary_cam_switches/RON/7GN12507P.pdf
7GN12507P25 |  |  | Enclosed rotary cam switch 7GN series, ON-OFF switch 3 poles 125A in plastic enclosure 180X254mm with red/yellow handle | http://datasheet.lovatoelectric.com/Rotary_cam_switches/ENG/7GN12507P25.pdf | Commutatore a camme serie 7GN, interruttore 3 poli da 125A in cassetta plastica 180X254mm con maniglia giallo/rossa | http://datasheet.lovatoelectric.com/Rotary_cam_switches/ITA/7GN12507P25.pdf | Łącznik krzywkowy serii 7GN, rozłącznik, 3 pola, 125A, w obudowie 180x254mm i żółto/czerwonym pokrętłem | http://datasheet.lovatoelectric.com/Rotary_cam_switches/POL/7GN12507P25.pdf | Enclosed rotary cam switch 7GN series, ON-OFF switch 3 poles 125A in plastic enclosure 180X254mm with red/yellow handle | http://datasheet.lovatoelectric.com/Rotary_cam_switches/RON/7GN12507P25.pdf
7GN12507U |  |  | Rotary cam switch 7GN series, ON-OFF switch 3 poles 125A, for front mounting with black handle, front plate 90X90mm | http://datasheet.lovatoelectric.com/Rotary_cam_switches/ENG/7GN12507U.pdf | Commutatore a camme serie 7GN, interruttore 3 poli da 125A in esecuzione per montaggio frontale con maniglia nera, mostrina 90X90mm | http://datasheet.lovatoelectric.com/Rotary_cam_switches/ITA/7GN12507U.pdf | Łącznik krzywkowy serii 7GN, rozłącznik, 3 pola, 125A, do montażu tablicowego, z czarnym pokrętłem i tabliczką 90x90mm | http://datasheet.lovatoelectric.com/Rotary_cam_switches/POL/7GN12507U.pdf | Rotary cam switch 7GN series, ON-OFF switch 3 poles 125A, for front mounting with black handle, front plate 90X90mm | http://datasheet.lovatoelectric.com/Rotary_cam_switches/RON/7GN12507U.pdf
7GN12507U65 |  |  | Rotary cam switch 7GN series, ON-OFF switch 3 poles 125A, for front mounting with red/yellow handle padlockable in 0 and protection covers, front plate 90X90mm | http://datasheet.lovatoelectric.com/Rotary_cam_switches/ENG/7GN12507U65.pdf | Commutatore a camme serie 7GN, interruttore 3 poli da 125A in esecuzione per montaggio frontale con maniglia giallo/rossa lucchettabile in 0 e copriterminali, mostrina 90X90mm | http://datasheet.lovatoelectric.com/Rotary_cam_switches/ITA/7GN12507U65.pdf | Łącznik krzywkowy serii 7GN, rozłącznik, 3 pola, 125A, do montażu tablicowego, z żółto/czerwonym pokrętłem blokowanym w pozycji 0, osłonami zacisków i tabliczką 90x90mm | http://datasheet.lovatoelectric.com/Rotary_cam_switches/POL/7GN12507U65.pdf | Rotary cam switch 7GN series, ON-OFF switch 3 poles 125A, for front mounting with red/yellow handle padlockable in 0 and protection covers, front plate 90X90mm | http://datasheet.lovatoelectric.com/Rotary_cam_switches/RON/7GN12507U65.pdf
7GN12508O |  |  | Rotary cam switch 7GN series, ON-OFF switch 4 poles 16A, for rear mounting with black handle, front plate 90X90mm | http://datasheet.lovatoelectric.com/Rotary_cam_switches/ENG/7GN12508O.pdf | Commutatore a camme serie 7GN, interruttore 4 poli da 125A in esecuzione per montaggio a fondo quadro con maniglia nera, mostrina 90X90mm | http://datasheet.lovatoelectric.com/Rotary_cam_switches/ITA/7GN12508O.pdf | Łącznik krzywkowy serii 7GN, rozłącznik, 4 pola, 16A, do montażu wewnątrz szafy z czarnym pokrętłem i tabliczką 90x90mm | http://datasheet.lovatoelectric.com/Rotary_cam_switches/POL/7GN12508O.pdf | Rotary cam switch 7GN series, ON-OFF switch 4 poles 16A, for rear mounting with black handle, front plate 90X90mm | http://datasheet.lovatoelectric.com/Rotary_cam_switches/RON/7GN12508O.pdf
7GN12508P |  |  | Enclosed rotary cam switch 7GN series, ON-OFF switch 4 poles 125A in plastic enclosure 180X254mm with black handle | http://datasheet.lovatoelectric.com/Rotary_cam_switches/ENG/7GN12508P.pdf | Commutatore a camme serie 7GN, interruttore 4 poli da 125A in cassetta plastica 180X254mm con maniglia nera | http://datasheet.lovatoelectric.com/Rotary_cam_switches/ITA/7GN12508P.pdf | Łącznik krzywkowy serii 7GN, rozłącznik, 4 pola, 125A, w obudowie 180x254mm i czarnym pokrętłem | http://datasheet.lovatoelectric.com/Rotary_cam_switches/POL/7GN12508P.pdf | Enclosed rotary cam switch 7GN series, ON-OFF switch 4 poles 125A in plastic enclosure 180X254mm with black handle | http://datasheet.lovatoelectric.com/Rotary_cam_switches/RON/7GN12508P.pdf
7GN12508P25 |  |  | Enclosed rotary cam switch 7GN series, ON-OFF switch 4 poles 63A in plastic enclosure 125X175mm with red/yellow handle | http://datasheet.lovatoelectric.com/Rotary_cam_switches/ENG/7GN12508P25.pdf | Commutatore a camme serie 7GN, interruttore 4 poli da 125A in cassetta plastica 180X254mm con maniglia giallo/rossa | http://datasheet.lovatoelectric.com/Rotary_cam_switches/ITA/7GN12508P25.pdf | Łącznik krzywkowy serii 7GN, rozłącznik, 4 pola, 63A, w obudowie 125x175mm i żółto/czerwonym pokrętłem | http://datasheet.lovatoelectric.com/Rotary_cam_switches/POL/7GN12508P25.pdf | Enclosed rotary cam switch 7GN series, ON-OFF switch 4 poles 63A in plastic enclosure 125X175mm with red/yellow handle | http://datasheet.lovatoelectric.com/Rotary_cam_switches/RON/7GN12508P25.pdf
7GN12508U |  |  | Rotary cam switch 7GN series, ON-OFF switch 4 poles 16A, for front mounting with black handle, front plate 90X90mm | http://datasheet.lovatoelectric.com/Rotary_cam_switches/ENG/7GN12508U.pdf | Commutatore a camme serie 7GN, interruttore 4 poli da 125A in esecuzione per montaggio frontale con maniglia nera, mostrina 90X90mm | http://datasheet.lovatoelectric.com/Rotary_cam_switches/ITA/7GN12508U.pdf | Łącznik krzywkowy serii 7GN, rozłącznik, 4 pola, 16A, do montażu tablicowego, z czarnym pokrętłem i tabliczką 90x90mm | http://datasheet.lovatoelectric.com/Rotary_cam_switches/POL/7GN12508U.pdf | Rotary cam switch 7GN series, ON-OFF switch 4 poles 16A, for front mounting with black handle, front plate 90X90mm | http://datasheet.lovatoelectric.com/Rotary_cam_switches/RON/7GN12508U.pdf
7GN12508U65 |  |  | Rotary cam switch 7GN series, ON-OFF switch 4 poles 125A, for front mounting with red/yellow handle padlockable in 0 and protection covers, front plate 90X90mm | http://datasheet.lovatoelectric.com/Rotary_cam_switches/ENG/7GN12508U65.pdf | Commutatore a camme serie 7GN, interruttore 4 poli da 125A in esecuzione per montaggio frontale con maniglia giallo/rossa lucchettabile in 0 e copriterminali, mostrina 90X90mm | http://datasheet.lovatoelectric.com/Rotary_cam_switches/ITA/7GN12508U65.pdf | Łącznik krzywkowy serii 7GN, rozłącznik, 4 pola, 125A, do montażu tablicowego, z żółto/czerwonym pokrętłem blokowanym w pozycji 0, osłonami zacisków i tabliczką 90x90mm | http://datasheet.lovatoelectric.com/Rotary_cam_switches/POL/7GN12508U65.pdf | Rotary cam switch 7GN series, ON-OFF switch 4 poles 125A, for front mounting with red/yellow handle padlockable in 0 and protection covers, front plate 90X90mm | http://datasheet.lovatoelectric.com/Rotary_cam_switches/RON/7GN12508U65.pdf
7GN125107O |  |  | Rotary cam switch 7GN series, multi-step 0-1-2, 1 pole 40A, for rear mounting with black handle, front plate 65X65mm | http://datasheet.lovatoelectric.com/Rotary_cam_switches/ENG/7GN125107O.pdf | Commutatore a camme serie 7GN, multivia 0-1-2 1 polo da 40A in esecuzione per montaggio a fondo quadro con maniglia nera, mostrina 65X65mm | http://datasheet.lovatoelectric.com/Rotary_cam_switches/ITA/7GN125107O.pdf | Łącznik krzywkowy serii 7GN, wielopozycyjny 0-1-2, 1 pole, 40A, do montażu wewnątrz szafy z czarnym pokrętłem i tabliczką 65x65mm | http://datasheet.lovatoelectric.com/Rotary_cam_switches/POL/7GN125107O.pdf | Rotary cam switch 7GN series, multi-step 0-1-2, 1 pole 40A, for rear mounting with black handle, front plate 65X65mm | http://datasheet.lovatoelectric.com/Rotary_cam_switches/RON/7GN125107O.pdf
7GN125107P |  |  | Enclosed rotary cam switch 7GN series, multi-step 0-1-2, 1 pole 125A in plastic enclosure 180X254mm with black handle | http://datasheet.lovatoelectric.com/Rotary_cam_switches/ENG/7GN125107P.pdf | Commutatore a camme serie 7GN, multivia 0-1-2 1 polo da 125A in cassetta plastica 180X254mm con maniglia nera | http://datasheet.lovatoelectric.com/Rotary_cam_switches/ITA/7GN125107P.pdf | Łącznik krzywkowy serii 7GN, wielopozycyjny 0-1-2, 1 pole, 125A, w obudowie 180x254mm i czarnym pokrętłem | http://datasheet.lovatoelectric.com/Rotary_cam_switches/POL/7GN125107P.pdf | Enclosed rotary cam switch 7GN series, multi-step 0-1-2, 1 pole 125A in plastic enclosure 180X254mm with black handle | http://datasheet.lovatoelectric.com/Rotary_cam_switches/RON/7GN125107P.pdf
7GN125107U |  |  | Rotary cam switch 7GN series, multi-step 0-1-2, 1 pole 125A, for front mounting with black handle, front plate 90X90mm | http://datasheet.lovatoelectric.com/Rotary_cam_switches/ENG/7GN125107U.pdf | Commutatore a camme serie 7GN, multivia 0-1-2 1 polo da 125A in esecuzione per montaggio frontale con maniglia nera, mostrina 90X90mm | http://datasheet.lovatoelectric.com/Rotary_cam_switches/ITA/7GN125107U.pdf | Łącznik krzywkowy serii 7GN, wielopozycyjny 0-1-2, 1 pole, 125A, do montażu tablicowego, z czarnym pokrętłem i tabliczką 90x90mm | http://datasheet.lovatoelectric.com/Rotary_cam_switches/POL/7GN125107U.pdf | Rotary cam switch 7GN series, multi-step 0-1-2, 1 pole 125A, for front mounting with black handle, front plate 90X90mm | http://datasheet.lovatoelectric.com/Rotary_cam_switches/RON/7GN125107U.pdf
7GN125108O |  |  | Rotary cam switch 7GN series, multi-step 0-1-2-3, 1 pole 125A, for rear mounting with black handle, front plate 90X90mm | http://datasheet.lovatoelectric.com/Rotary_cam_switches/ENG/7GN125108O.pdf | Commutatore a camme serie 7GN, multivia 0-1-2-3 1 polo da 125A in esecuzione per montaggio a fondo quadro con maniglia nera, mostrina 90X90mm | http://datasheet.lovatoelectric.com/Rotary_cam_switches/ITA/7GN125108O.pdf | Łącznik krzywkowy serii 7GN, wielopozycyjny 0-1-2-3, 1 pole, 125A, do montażu wewnątrz szafy z czarnym pokrętłem i tabliczką 90x90mm | http://datasheet.lovatoelectric.com/Rotary_cam_switches/POL/7GN125108O.pdf | Rotary cam switch 7GN series, multi-step 0-1-2-3, 1 pole 125A, for rear mounting with black handle, front plate 90X90mm | http://datasheet.lovatoelectric.com/Rotary_cam_switches/RON/7GN125108O.pdf
7GN125108P |  |  | Enclosed rotary cam switch 7GN series, multi-step 0-1-2-3, 1 pole 125A in plastic enclosure 180X254mm with black handle | http://datasheet.lovatoelectric.com/Rotary_cam_switches/ENG/7GN125108P.pdf | Commutatore a camme serie 7GN, multivia 0-1-2-3 1 polo da 125A in cassetta plastica 180X254mm con maniglia nera | http://datasheet.lovatoelectric.com/Rotary_cam_switches/ITA/7GN125108P.pdf | Łącznik krzywkowy serii 7GN, wielopozycyjny 0-1-2-3, 1 pole, 125A, w obudowie 180x254mm i czarnym pokrętłem | http://datasheet.lovatoelectric.com/Rotary_cam_switches/POL/7GN125108P.pdf | Enclosed rotary cam switch 7GN series, multi-step 0-1-2-3, 1 pole 125A in plastic enclosure 180X254mm with black handle | http://datasheet.lovatoelectric.com/Rotary_cam_switches/RON/7GN125108P.pdf
7GN125108U |  |  | Rotary cam switch 7GN series, multi-step 0-1-2-3, 1 pole 125A, for front mounting with black handle, front plate 90X90mm | http://datasheet.lovatoelectric.com/Rotary_cam_switches/ENG/7GN125108U.pdf | Commutatore a camme serie 7GN, multivia 0-1-2-3 1 polo da 125A in esecuzione per montaggio frontale con maniglia nera, mostrina 90X90mm | http://datasheet.lovatoelectric.com/Rotary_cam_switches/ITA/7GN125108U.pdf | Łącznik krzywkowy serii 7GN, wielopozycyjny 0-1-2-3, 1 pole, 125A, do montażu tablicowego, z czarnym pokrętłem i tabliczką 90x90mm | http://datasheet.lovatoelectric.com/Rotary_cam_switches/POL/7GN125108U.pdf | Rotary cam switch 7GN series, multi-step 0-1-2-3, 1 pole 125A, for front mounting with black handle, front plate 90X90mm | http://datasheet.lovatoelectric.com/Rotary_cam_switches/RON/7GN125108U.pdf
7GN125109O |  |  | Rotary cam switch 7GN series, multi-step 0-1-2-3-4, 1 pole 40A, for rear mounting with black handle, front plate 65X65mm | http://datasheet.lovatoelectric.com/Rotary_cam_switches/ENG/7GN125109O.pdf | Commutatore a camme serie 7GN, multivia 0-1-2-3-4 1 polo da 40A in esecuzione per montaggio a fondo quadro con maniglia nera, mostrina 65X65mm | http://datasheet.lovatoelectric.com/Rotary_cam_switches/ITA/7GN125109O.pdf | Łącznik krzywkowy serii 7GN, wielopozycyjny 0-1-2-3-4, 1 pole, 40A, do montażu wewnątrz szafy z czarnym pokrętłem i tabliczką 65x65mm | http://datasheet.lovatoelectric.com/Rotary_cam_switches/POL/7GN125109O.pdf | Rotary cam switch 7GN series, multi-step 0-1-2-3-4, 1 pole 40A, for rear mounting with black handle, front plate 65X65mm | http://datasheet.lovatoelectric.com/Rotary_cam_switches/RON/7GN125109O.pdf
7GN125109P |  |  | Enclosed rotary cam switch 7GN series, multi-step 0-1-2-3-4, 1 pole 125A in plastic enclosure 180X254mm with black handle | http://datasheet.lovatoelectric.com/Rotary_cam_switches/ENG/7GN125109P.pdf | Commutatore a camme serie 7GN, multivia 0-1-2-3-4 1 polo da 125A in cassetta plastica 180X254mm con maniglia nera | http://datasheet.lovatoelectric.com/Rotary_cam_switches/ITA/7GN125109P.pdf | Łącznik krzywkowy serii 7GN, wielopozycyjny 0-1-2-3-4, 1 pole, 125A, w obudowie 180x254mm i czarnym pokrętłem | http://datasheet.lovatoelectric.com/Rotary_cam_switches/POL/7GN125109P.pdf | Enclosed rotary cam switch 7GN series, multi-step 0-1-2-3-4, 1 pole 125A in plastic enclosure 180X254mm with black handle | http://datasheet.lovatoelectric.com/Rotary_cam_switches/RON/7GN125109P.pdf
7GN125109U |  |  | Rotary cam switch 7GN series, multi-step 0-1-2-3-4, 1 pole 125A, for front mounting with black handle, front plate 90X90mm | http://datasheet.lovatoelectric.com/Rotary_cam_switches/ENG/7GN125109U.pdf | Commutatore a camme serie 7GN, multivia 0-1-2-3-4 1 polo da 125A in esecuzione per montaggio frontale con maniglia nera, mostrina 90X90mm | http://datasheet.lovatoelectric.com/Rotary_cam_switches/ITA/7GN125109U.pdf | Łącznik krzywkowy serii 7GN, wielopozycyjny 0-1-2-3-4, 1 pole, 125A, do montażu tablicowego, z czarnym pokrętłem i tabliczką 90x90mm | http://datasheet.lovatoelectric.com/Rotary_cam_switches/POL/7GN125109U.pdf | Rotary cam switch 7GN series, multi-step 0-1-2-3-4, 1 pole 125A, for front mounting with black handle, front plate 90X90mm | http://datasheet.lovatoelectric.com/Rotary_cam_switches/RON/7GN125109U.pdf
7GN12510O | 7GN12510O.jpg | http://datasheet.lovatoelectric.com/Rotary_cam_switches/products_images/7GN12510O.jpg | Rotary cam switch 7GN series, ON-OFF switch 3 poles 125A, for rear mounting with black handle, front plate 90X90mm | http://datasheet.lovatoelectric.com/Rotary_cam_switches/ENG/7GN12510O.pdf | Commutatore a camme serie 7GN, interruttore 3 poli da 125A in esecuzione per montaggio a fondo quadro con maniglia nera, mostrina 90X90mm | http://datasheet.lovatoelectric.com/Rotary_cam_switches/ITA/7GN12510O.pdf | Łącznik krzywkowy serii 7GN, rozłącznik, 3 pola, 125A, do montażu wewnątrz szafy z czarnym pokrętłem i tabliczką 90x90mm | http://datasheet.lovatoelectric.com/Rotary_cam_switches/POL/7GN12510O.pdf | Rotary cam switch 7GN series, ON-OFF switch 3 poles 125A, for rear mounting with black handle, front plate 90X90mm | http://datasheet.lovatoelectric.com/Rotary_cam_switches/RON/7GN12510O.pdf
7GN12510P | 7GN12510P.jpg | http://datasheet.lovatoelectric.com/Rotary_cam_switches/products_images/7GN12510P.jpg | Enclosed rotary cam switch 7GN series, ON-OFF switch 3 poles 125A in plastic enclosure 180X254mm with black handle | http://datasheet.lovatoelectric.com/Rotary_cam_switches/ENG/7GN12510P.pdf | Commutatore a camme serie 7GN, interruttore 3 poli da 125A in cassetta plastica 180X254mm con maniglia nera | http://datasheet.lovatoelectric.com/Rotary_cam_switches/ITA/7GN12510P.pdf | Łącznik krzywkowy serii 7GN, rozłącznik, 3 pola, 125A, w obudowie 180x254mm i czarnym pokrętłem | http://datasheet.lovatoelectric.com/Rotary_cam_switches/POL/7GN12510P.pdf | Enclosed rotary cam switch 7GN series, ON-OFF switch 3 poles 125A in plastic enclosure 180X254mm with black handle | http://datasheet.lovatoelectric.com/Rotary_cam_switches/RON/7GN12510P.pdf
7GN12510P25 | 7GN12510P25.jpg | http://datasheet.lovatoelectric.com/Rotary_cam_switches/products_images/7GN12510P25.jpg | Enclosed rotary cam switch 7GN series, ON-OFF switch 1 pole 125A in plastic enclosure 180X254mm with red/yellow handle | http://datasheet.lovatoelectric.com/Rotary_cam_switches/ENG/7GN12510P25.pdf | Commutatore a camme serie 7GN, interruttore 3 poli da 125A in cassetta plastica 180X254mm con maniglia giallo/rossa | http://datasheet.lovatoelectric.com/Rotary_cam_switches/ITA/7GN12510P25.pdf | Łącznik krzywkowy serii 7GN, rozłącznik, 1 pole, 125A, w obudowie 180x254mm i żółto/czerwonym pokrętłem | http://datasheet.lovatoelectric.com/Rotary_cam_switches/POL/7GN12510P25.pdf | Enclosed rotary cam switch 7GN series, ON-OFF switch 1 pole 125A in plastic enclosure 180X254mm with red/yellow handle | http://datasheet.lovatoelectric.com/Rotary_cam_switches/RON/7GN12510P25.pdf
7GN12510U | 7GN12510U.jpg | http://datasheet.lovatoelectric.com/Rotary_cam_switches/products_images/7GN12510U.jpg | Rotary cam switch 7GN series, ON-OFF switch 3 poles 125A, for front mounting with black handle, front plate 90X90mm | http://datasheet.lovatoelectric.com/Rotary_cam_switches/ENG/7GN12510U.pdf | Commutatore a camme serie 7GN, interruttore 3 poli da 125A in esecuzione per montaggio frontale con maniglia nera, mostrina 90X90mm | http://datasheet.lovatoelectric.com/Rotary_cam_switches/ITA/7GN12510U.pdf | Łącznik krzywkowy serii 7GN, rozłącznik, 3 pola, 125A, do montażu tablicowego, z czarnym pokrętłem i tabliczką 90x90mm | http://datasheet.lovatoelectric.com/Rotary_cam_switches/POL/7GN12510U.pdf | Rotary cam switch 7GN series, ON-OFF switch 3 poles 125A, for front mounting with black handle, front plate 90X90mm | http://datasheet.lovatoelectric.com/Rotary_cam_switches/RON/7GN12510U.pdf
7GN12510U65 | 7GN12510U65.jpg | http://datasheet.lovatoelectric.com/Rotary_cam_switches/products_images/7GN12510U65.jpg | Rotary cam switch 7GN series, ON-OFF switch 3 poles 125A, for front mounting with red/yellow handle padlockable in 0 and protection covers, front plate 90X90mm | http://datasheet.lovatoelectric.com/Rotary_cam_switches/ENG/7GN12510U65.pdf | Commutatore a camme serie 7GN, interruttore 3 poli da 125A in esecuzione per montaggio frontale con maniglia giallo/rossa lucchettabile in 0 e copriterminali, mostrina 90X90mm | http://datasheet.lovatoelectric.com/Rotary_cam_switches/ITA/7GN12510U65.pdf | Łącznik krzywkowy serii 7GN, rozłącznik, 3 pola, 125A, do montażu tablicowego, z żółto/czerwonym pokrętłem blokowanym w pozycji 0, osłonami zacisków i tabliczką 90x90mm | http://datasheet.lovatoelectric.com/Rotary_cam_switches/POL/7GN12510U65.pdf | Rotary cam switch 7GN series, ON-OFF switch 3 poles 125A, for front mounting with red/yellow handle padlockable in 0 and protection covers, front plate 90X90mm | http://datasheet.lovatoelectric.com/Rotary_cam_switches/RON/7GN12510U65.pdf
7GN125110O |  |  | Rotary cam switch 7GN series, multi-step 0-1-2-3-4-5, 1 pole 40A, for rear mounting with black handle, front plate 65X65mm | http://datasheet.lovatoelectric.com/Rotary_cam_switches/ENG/7GN125110O.pdf | Commutatore a camme serie 7GN, multivia 0-1-2-3-4-5 1 polo da 40A in esecuzione per montaggio a fondo quadro con maniglia nera, mostrina 65X65mm | http://datasheet.lovatoelectric.com/Rotary_cam_switches/ITA/7GN125110O.pdf | Łącznik krzywkowy serii 7GN, wielopozycyjny 0-1-2-3-4-5, 1 pole, 40A, do montażu wewnątrz szafy z czarnym pokrętłem i tabliczką 65x65mm | http://datasheet.lovatoelectric.com/Rotary_cam_switches/POL/7GN125110O.pdf | Rotary cam switch 7GN series, multi-step 0-1-2-3-4-5, 1 pole 40A, for rear mounting with black handle, front plate 65X65mm | http://datasheet.lovatoelectric.com/Rotary_cam_switches/RON/7GN125110O.pdf
7GN125110P |  |  | Enclosed rotary cam switch 7GN series, multi-step 1-2-3-4-5, 1 pole 125A in plastic enclosure 180X254mm with black handle | http://datasheet.lovatoelectric.com/Rotary_cam_switches/ENG/7GN125110P.pdf | Commutatore a camme serie 7GN, multivia 1-2-3-4-5 1 polo da 125A in cassetta plastica 180X254mm con maniglia nera | http://datasheet.lovatoelectric.com/Rotary_cam_switches/ITA/7GN125110P.pdf | Łącznik krzywkowy serii 7GN, wielopozycyjny 1-2-3-4-5, 1 pole, 125A, w obudowie 180x254mm i czarnym pokrętłem | http://datasheet.lovatoelectric.com/Rotary_cam_switches/POL/7GN125110P.pdf | Enclosed rotary cam switch 7GN series, multi-step 1-2-3-4-5, 1 pole 125A in plastic enclosure 180X254mm with black handle | http://datasheet.lovatoelectric.com/Rotary_cam_switches/RON/7GN125110P.pdf
7GN125110U |  |  | Rotary cam switch 7GN series, multi-step 0-1-2-3-4-5, 1 pole 125A, for front mounting with black handle, front plate 90X90mm | http://datasheet.lovatoelectric.com/Rotary_cam_switches/ENG/7GN125110U.pdf | Commutatore a camme serie 7GN, multivia 0-1-2-3-4-5 1 polo da 125A in esecuzione per montaggio frontale con maniglia nera, mostrina 90X90mm | http://datasheet.lovatoelectric.com/Rotary_cam_switches/ITA/7GN125110U.pdf | Łącznik krzywkowy serii 7GN, wielopozycyjny 0-1-2-3-4-5, 1 pole, 125A, do montażu tablicowego, z czarnym pokrętłem i tabliczką 90x90mm | http://datasheet.lovatoelectric.com/Rotary_cam_switches/POL/7GN125110U.pdf | Rotary cam switch 7GN series, multi-step 0-1-2-3-4-5, 1 pole 125A, for front mounting with black handle, front plate 90X90mm | http://datasheet.lovatoelectric.com/Rotary_cam_switches/RON/7GN125110U.pdf
7GN12511O |  |  | Rotary cam switch 7GN series, 3-phase motor reversing switch 125A, for rear mounting with black handle, front plate 90X90mm | http://datasheet.lovatoelectric.com/Rotary_cam_switches/ENG/7GN12511O.pdf | Commutatore a camme serie 7GN, invertitore di marcia trifase da 125A in esecuzione per montaggio a fondo quadro con maniglia nera, mostrina 90X90mm | http://datasheet.lovatoelectric.com/Rotary_cam_switches/ITA/7GN12511O.pdf | Łącznik krzywkowy serii 7GN, przełącznik zmiany kierunku obrotów silnika 3 fazowego, 125A, do montażu wewnątrz szafy z czarnym pokrętłem i tabliczką 90x90mm | http://datasheet.lovatoelectric.com/Rotary_cam_switches/POL/7GN12511O.pdf | Rotary cam switch 7GN series, 3-phase motor reversing switch 125A, for rear mounting with black handle, front plate 90X90mm | http://datasheet.lovatoelectric.com/Rotary_cam_switches/RON/7GN12511O.pdf
7GN12511P |  |  | Enclosed rotary cam switch 7GN series, 3-phase motor reversing switch 125A in plastic enclosure 180X254mm with black handle | http://datasheet.lovatoelectric.com/Rotary_cam_switches/ENG/7GN12511P.pdf | Commutatore a camme serie 7GN, invertitore di marcia trifase da 125A in cassetta plastica 180X254mm con maniglia nera | http://datasheet.lovatoelectric.com/Rotary_cam_switches/ITA/7GN12511P.pdf | Łącznik krzywkowy serii 7GN, przełącznik zmiany kierunku obrotów silnika 3 fazowego, 125A, w obudowie 180x254mm i czarnym pokrętłem | http://datasheet.lovatoelectric.com/Rotary_cam_switches/POL/7GN12511P.pdf | Enclosed rotary cam switch 7GN series, 3-phase motor reversing switch 125A in plastic enclosure 180X254mm with black handle | http://datasheet.lovatoelectric.com/Rotary_cam_switches/RON/7GN12511P.pdf
7GN12511P25 |  |  | Enclosed rotary cam switch 7GN series, 3-phase motor reversing switch 125A in plastic enclosure 180X254mm with red/yellow handle | http://datasheet.lovatoelectric.com/Rotary_cam_switches/ENG/7GN12511P25.pdf | Commutatore a camme serie 7GN, invertitore di marcia trifase da 125A in cassetta plastica 180X254mm con maniglia giallo/rossa | http://datasheet.lovatoelectric.com/Rotary_cam_switches/ITA/7GN12511P25.pdf | Łącznik krzywkowy serii 7GN, przełącznik zmiany kierunku obrotów silnika 3 fazowego, 125A, w obudowie 180x254mm i żółto/czerwonym pokrętłem | http://datasheet.lovatoelectric.com/Rotary_cam_switches/POL/7GN12511P25.pdf | Enclosed rotary cam switch 7GN series, 3-phase motor reversing switch 125A in plastic enclosure 180X254mm with red/yellow handle | http://datasheet.lovatoelectric.com/Rotary_cam_switches/RON/7GN12511P25.pdf
7GN12511U | 7GN12511U.jpg | http://datasheet.lovatoelectric.com/Rotary_cam_switches/products_images/7GN12511U.jpg | Rotary cam switch 7GN series, 3-phase motor reversing switch 125A, for front mounting with black handle, front plate 90X90mm | http://datasheet.lovatoelectric.com/Rotary_cam_switches/ENG/7GN12511U.pdf | Commutatore a camme serie 7GN, invertitore di marcia trifase da 125A in esecuzione per montaggio frontale con maniglia nera, mostrina 90X90mm | http://datasheet.lovatoelectric.com/Rotary_cam_switches/ITA/7GN12511U.pdf | Łącznik krzywkowy serii 7GN, przełącznik zmiany kierunku obrotów silnika 3 fazowego, 125A, do montażu tablicowego, z czarnym pokrętłem i tabliczką 90x90mm | http://datasheet.lovatoelectric.com/Rotary_cam_switches/POL/7GN12511U.pdf | Rotary cam switch 7GN series, 3-phase motor reversing switch 125A, for front mounting with black handle, front plate 90X90mm | http://datasheet.lovatoelectric.com/Rotary_cam_switches/RON/7GN12511U.pdf
7GN12511U65 |  |  | Rotary cam switch 7GN series, 3-phase motor reversing switch 125A, for front mounting with red/yellow handle padlockable in 0 and protection covers, front plate 90X90mm | http://datasheet.lovatoelectric.com/Rotary_cam_switches/ENG/7GN12511U65.pdf | Commutatore a camme serie 7GN, invertitore di marcia trifase da 125A in esecuzione per montaggio frontale con maniglia giallo/rossa lucchettabile in 0 e copriterminali, mostrina 90X90mm | http://datasheet.lovatoelectric.com/Rotary_cam_switches/ITA/7GN12511U65.pdf | Łącznik krzywkowy serii 7GN, przełącznik zmiany kierunku obrotów silnika 3 fazowego, 125A, do montażu tablicowego, z żółto/czerwonym pokrętłem blokowanym w pozycji 0, osłonami zacisków i tabliczką 90x90mm | http://datasheet.lovatoelectric.com/Rotary_cam_switches/POL/7GN12511U65.pdf | Rotary cam switch 7GN series, 3-phase motor reversing switch 125A, for front mounting with red/yellow handle padlockable in 0 and protection covers, front plate 90X90mm | http://datasheet.lovatoelectric.com/Rotary_cam_switches/RON/7GN12511U65.pdf
7GN125123O |  |  | Rotary cam switch 7GN series, multi-step 0-1-2, 2 poles 125A, for rear mounting with black handle, front plate 90X90mm | http://datasheet.lovatoelectric.com/Rotary_cam_switches/ENG/7GN125123O.pdf | Commutatore a camme serie 7GN, multivia 0-1-2 2 poli da 125A in esecuzione per montaggio a fondo quadro con maniglia nera, mostrina 90X90mm | http://datasheet.lovatoelectric.com/Rotary_cam_switches/ITA/7GN125123O.pdf | Łącznik krzywkowy serii 7GN, wielopozycyjny 0-1-2, 2 pola, 125A, do montażu wewnątrz szafy z czarnym pokrętłem i tabliczką 90x90mm | http://datasheet.lovatoelectric.com/Rotary_cam_switches/POL/7GN125123O.pdf | Rotary cam switch 7GN series, multi-step 0-1-2, 2 poles 125A, for rear mounting with black handle, front plate 90X90mm | http://datasheet.lovatoelectric.com/Rotary_cam_switches/RON/7GN125123O.pdf
7GN125123P |  |  | Enclosed rotary cam switch 7GN series, multi-step 0-1-2, 2 poles 125A in plastic enclosure 180X254mm with black handle | http://datasheet.lovatoelectric.com/Rotary_cam_switches/ENG/7GN125123P.pdf | Commutatore a camme serie 7GN, multivia 0-1-2 2 poli da 125A in cassetta plastica 180X254mm con maniglia nera | http://datasheet.lovatoelectric.com/Rotary_cam_switches/ITA/7GN125123P.pdf | Łącznik krzywkowy serii 7GN, wielopozycyjny 0-1-2, 2 pola, 125A, w obudowie 180x254mm i czarnym pokrętłem | http://datasheet.lovatoelectric.com/Rotary_cam_switches/POL/7GN125123P.pdf | Enclosed rotary cam switch 7GN series, multi-step 0-1-2, 2 poles 125A in plastic enclosure 180X254mm with black handle | http://datasheet.lovatoelectric.com/Rotary_cam_switches/RON/7GN125123P.pdf
7GN125123U |  |  | Rotary cam switch 7GN series, multi-step 0-1-2, 2 poles 125A, for front mounting with black handle, front plate 90X90mm | http://datasheet.lovatoelectric.com/Rotary_cam_switches/ENG/7GN125123U.pdf | Commutatore a camme serie 7GN, multivia 0-1-2 2 polo da 125A in esecuzione per montaggio frontale con maniglia nera, mostrina 90X90mm | http://datasheet.lovatoelectric.com/Rotary_cam_switches/ITA/7GN125123U.pdf | Łącznik krzywkowy serii 7GN, wielopozycyjny 0-1-2, 2 pola, 125A, do montażu tablicowego, z czarnym pokrętłem i tabliczką 90x90mm | http://datasheet.lovatoelectric.com/Rotary_cam_switches/POL/7GN125123U.pdf | Rotary cam switch 7GN series, multi-step 0-1-2, 2 poles 125A, for front mounting with black handle, front plate 90X90mm | http://datasheet.lovatoelectric.com/Rotary_cam_switches/RON/7GN125123U.pdf
7GN125124O |  |  | Rotary cam switch 7GN series, multi-step 0-1-2-3, 2 poles 125A, for rear mounting with black handle, front plate 90X90mm | http://datasheet.lovatoelectric.com/Rotary_cam_switches/ENG/7GN125124O.pdf | Commutatore a camme serie 7GN, multivia 0-1-2-3 2 poli da 125A in esecuzione per montaggio a fondo quadro con maniglia nera, mostrina 90X90mm | http://datasheet.lovatoelectric.com/Rotary_cam_switches/ITA/7GN125124O.pdf | Łącznik krzywkowy serii 7GN, wielopozycyjny 0-1-2-3, 2 pola, 125A, do montażu wewnątrz szafy z czarnym pokrętłem i tabliczką 90x90mm | http://datasheet.lovatoelectric.com/Rotary_cam_switches/POL/7GN125124O.pdf | Rotary cam switch 7GN series, multi-step 0-1-2-3, 2 poles 125A, for rear mounting with black handle, front plate 90X90mm | http://datasheet.lovatoelectric.com/Rotary_cam_switches/RON/7GN125124O.pdf
7GN125124P |  |  | Enclosed rotary cam switch 7GN series, multi-step 0-1-2-3, 2 poles 125A in plastic enclosure 180X254mm with black handle | http://datasheet.lovatoelectric.com/Rotary_cam_switches/ENG/7GN125124P.pdf | Commutatore a camme serie 7GN, multivia 0-1-2-3 2 poli da 125A in cassetta plastica 180X254mm con maniglia nera | http://datasheet.lovatoelectric.com/Rotary_cam_switches/ITA/7GN125124P.pdf | Łącznik krzywkowy serii 7GN, wielopozycyjny 0-1-2-3, 2 pola, 125A, w obudowie 180x254mm i czarnym pokrętłem | http://datasheet.lovatoelectric.com/Rotary_cam_switches/POL/7GN125124P.pdf | Enclosed rotary cam switch 7GN series, multi-step 0-1-2-3, 2 poles 125A in plastic enclosure 180X254mm with black handle | http://datasheet.lovatoelectric.com/Rotary_cam_switches/RON/7GN125124P.pdf
7GN125124U |  |  | Rotary cam switch 7GN series, multi-step 0-1-2-3, 2 poles 125A, for front mounting with black handle, front plate 90X90mm | http://datasheet.lovatoelectric.com/Rotary_cam_switches/ENG/7GN125124U.pdf | Commutatore a camme serie 7GN, multivia 0-1-2-3 2 poli da 125A in esecuzione per montaggio frontale con maniglia nera, mostrina 90X90mm | http://datasheet.lovatoelectric.com/Rotary_cam_switches/ITA/7GN125124U.pdf | Łącznik krzywkowy serii 7GN, wielopozycyjny 0-1-2-3, 2 pola, 125A, do montażu tablicowego, z czarnym pokrętłem i tabliczką 90x90mm | http://datasheet.lovatoelectric.com/Rotary_cam_switches/POL/7GN125124U.pdf | Rotary cam switch 7GN series, multi-step 0-1-2-3, 2 poles 125A, for front mounting with black handle, front plate 90X90mm | http://datasheet.lovatoelectric.com/Rotary_cam_switches/RON/7GN125124U.pdf
7GN12512O |  |  | Rotary cam switch 7GN series, star-delta motor starter switch 125A, for rear mounting with black handle, front plate 90X90mm | http://datasheet.lovatoelectric.com/Rotary_cam_switches/ENG/7GN12512O.pdf | Commutatore a camme serie 7GN, avviatore stella-triangolo da 125A in esecuzione per montaggio a fondo quadro con maniglia nera, mostrina 90X90mm | http://datasheet.lovatoelectric.com/Rotary_cam_switches/ITA/7GN12512O.pdf | Łącznik krzywkowy serii 7GN, przełącznik gwiazda-trójkąt, 125A, do montażu wewnątrz szafy z czarnym pokrętłem i tabliczką 90x90mm | http://datasheet.lovatoelectric.com/Rotary_cam_switches/POL/7GN12512O.pdf | Rotary cam switch 7GN series, star-delta motor starter switch 125A, for rear mounting with black handle, front plate 90X90mm | http://datasheet.lovatoelectric.com/Rotary_cam_switches/RON/7GN12512O.pdf
7GN12512P |  |  | Enclosed rotary cam switch 7GN series, star-delta motor starter switch 125A in plastic enclosure 180X254mm with black handle | http://datasheet.lovatoelectric.com/Rotary_cam_switches/ENG/7GN12512P.pdf | Commutatore a camme serie 7GN, avviatore stella-triangolo da 125A in cassetta plastica 180X254mm con maniglia nera | http://datasheet.lovatoelectric.com/Rotary_cam_switches/ITA/7GN12512P.pdf | Łącznik krzywkowy serii 7GN, przełącznik gwiazda-trójkąt, 125A, w obudowie 180x254mm i czarnym pokrętłem | http://datasheet.lovatoelectric.com/Rotary_cam_switches/POL/7GN12512P.pdf | Enclosed rotary cam switch 7GN series, star-delta motor starter switch 125A in plastic enclosure 180X254mm with black handle | http://datasheet.lovatoelectric.com/Rotary_cam_switches/RON/7GN12512P.pdf
7GN12512P25 |  |  | Enclosed rotary cam switch 7GN series, star-delta motor starter, 125A in plastic enclosure 180X254mm with red/yellow handle | http://datasheet.lovatoelectric.com/Rotary_cam_switches/ENG/7GN12512P25.pdf | Commutatore a camme serie 7GN, avviatore stella-triangolo da 125A in cassetta plastica 180X254mm con maniglia giallo/rossa | http://datasheet.lovatoelectric.com/Rotary_cam_switches/ITA/7GN12512P25.pdf | Łącznik krzywkowy serii 7GN, przełącznik gwiazda-trójkąt, 125A, w obudowie 180x254mm i żółto/czerwonym pokrętłem | http://datasheet.lovatoelectric.com/Rotary_cam_switches/POL/7GN12512P25.pdf | Enclosed rotary cam switch 7GN series, star-delta motor starter, 125A in plastic enclosure 180X254mm with red/yellow handle | http://datasheet.lovatoelectric.com/Rotary_cam_switches/RON/7GN12512P25.pdf
7GN12512U |  |  | Rotary cam switch 7GN series, star-delta motor starter switch 125A, for front mounting with black handle, front plate 90X90mm | http://datasheet.lovatoelectric.com/Rotary_cam_switches/ENG/7GN12512U.pdf | Commutatore a camme serie 7GN, avviatore stella-triangolo da 125A in esecuzione per montaggio frontale con maniglia nera, mostrina 90X90mm | http://datasheet.lovatoelectric.com/Rotary_cam_switches/ITA/7GN12512U.pdf | Łącznik krzywkowy serii 7GN, przełącznik gwiazda-trójkąt, 125A, do montażu tablicowego, z czarnym pokrętłem i tabliczką 90x90mm | http://datasheet.lovatoelectric.com/Rotary_cam_switches/POL/7GN12512U.pdf | Rotary cam switch 7GN series, star-delta motor starter switch 125A, for front mounting with black handle, front plate 90X90mm | http://datasheet.lovatoelectric.com/Rotary_cam_switches/RON/7GN12512U.pdf
7GN12512U65 |  |  | Rotary cam switch 7GN series, star-delta motor starter switch 125A, for front mounting with red/yellow handle padlockable in 0 and protection covers, front plate 90X90mm | http://datasheet.lovatoelectric.com/Rotary_cam_switches/ENG/7GN12512U65.pdf | Commutatore a camme serie 7GN, avviatore stella-triangolo da 125A in esecuzione per montaggio frontale con maniglia giallo/rossa lucchettabile in 0 e copriterminali, mostrina 90X90mm | http://datasheet.lovatoelectric.com/Rotary_cam_switches/ITA/7GN12512U65.pdf | Łącznik krzywkowy serii 7GN, przełącznik gwiazda-trójkąt, 125A, do montażu tablicowego, z żółto/czerwonym pokrętłem blokowanym w pozycji 0, osłonami zacisków i tabliczką 90x90mm | http://datasheet.lovatoelectric.com/Rotary_cam_switches/POL/7GN12512U65.pdf | Rotary cam switch 7GN series, star-delta motor starter switch 125A, for front mounting with red/yellow handle padlockable in 0 and protection covers, front plate 90X90mm | http://datasheet.lovatoelectric.com/Rotary_cam_switches/RON/7GN12512U65.pdf
7GN125135O |  |  | Rotary cam switch 7GN series, multi-step 0-1-2, 3 poles 125A, for rear mounting with black handle, front plate 90X90mm | http://datasheet.lovatoelectric.com/Rotary_cam_switches/ENG/7GN125135O.pdf | Commutatore a camme serie 7GN, multivia 0-1-2 3 poli da 125A in esecuzione per montaggio a fondo quadro con maniglia nera, mostrina 90X90mm | http://datasheet.lovatoelectric.com/Rotary_cam_switches/ITA/7GN125135O.pdf | Łącznik krzywkowy serii 7GN, wielopozycyjny 0-1-2, 3 pola, 125A, do montażu wewnątrz szafy z czarnym pokrętłem i tabliczką 90x90mm | http://datasheet.lovatoelectric.com/Rotary_cam_switches/POL/7GN125135O.pdf | Rotary cam switch 7GN series, multi-step 0-1-2, 3 poles 125A, for rear mounting with black handle, front plate 90X90mm | http://datasheet.lovatoelectric.com/Rotary_cam_switches/RON/7GN125135O.pdf
7GN125135P |  |  | Enclosed rotary cam switch 7GN series, multi-step 0-1-2, 3 poles 125A in plastic enclosure 180X254mm with black handle | http://datasheet.lovatoelectric.com/Rotary_cam_switches/ENG/7GN125135P.pdf | Commutatore a camme serie 7GN, multivia 0-1-2 3 poli da 125A in cassetta plastica 180X254mm con maniglia nera | http://datasheet.lovatoelectric.com/Rotary_cam_switches/ITA/7GN125135P.pdf | Łącznik krzywkowy serii 7GN, wielopozycyjny 0-1-2, 3 pola, 125A, w obudowie 180x254mm i czarnym pokrętłem | http://datasheet.lovatoelectric.com/Rotary_cam_switches/POL/7GN125135P.pdf | Enclosed rotary cam switch 7GN series, multi-step 0-1-2, 3 poles 125A in plastic enclosure 180X254mm with black handle | http://datasheet.lovatoelectric.com/Rotary_cam_switches/RON/7GN125135P.pdf
7GN125135U |  |  | Rotary cam switch 7GN series, multi-step 0-1-2, 3 poles 125A, for front mounting with black handle, front plate 90X90mm | http://datasheet.lovatoelectric.com/Rotary_cam_switches/ENG/7GN125135U.pdf | Commutatore a camme serie 7GN, multivia 0-1-2 3 polo da 125A in esecuzione per montaggio frontale con maniglia nera, mostrina 90X90mm | http://datasheet.lovatoelectric.com/Rotary_cam_switches/ITA/7GN125135U.pdf | Łącznik krzywkowy serii 7GN, wielopozycyjny 0-1-2, 3 pola, 125A, do montażu tablicowego, z czarnym pokrętłem i tabliczką 90x90mm | http://datasheet.lovatoelectric.com/Rotary_cam_switches/POL/7GN125135U.pdf | Rotary cam switch 7GN series, multi-step 0-1-2, 3 poles 125A, for front mounting with black handle, front plate 90X90mm | http://datasheet.lovatoelectric.com/Rotary_cam_switches/RON/7GN125135U.pdf
7GN125136O |  |  | Rotary cam switch 7GN series, multi-step 0-1-2-3, 3 poles 125A, for rear mounting with black handle, front plate 90X90mm | http://datasheet.lovatoelectric.com/Rotary_cam_switches/ENG/7GN125136O.pdf | Commutatore a camme serie 7GN, multivia 0-1-2-3 3 poli da 125A in esecuzione per montaggio a fondo quadro con maniglia nera, mostrina 90X90mm | http://datasheet.lovatoelectric.com/Rotary_cam_switches/ITA/7GN125136O.pdf | Łącznik krzywkowy serii 7GN, wielopozycyjny 0-1-2-3, 3 pola, 125A, do montażu wewnątrz szafy z czarnym pokrętłem i tabliczką 90x90mm | http://datasheet.lovatoelectric.com/Rotary_cam_switches/POL/7GN125136O.pdf | Rotary cam switch 7GN series, multi-step 0-1-2-3, 3 poles 125A, for rear mounting with black handle, front plate 90X90mm | http://datasheet.lovatoelectric.com/Rotary_cam_switches/RON/7GN125136O.pdf
7GN125136U |  |  | Rotary cam switch 7GN series, multi-step 0-1-2-3, 3 poles 125A, for front mounting with black handle, front plate 90X90mm | http://datasheet.lovatoelectric.com/Rotary_cam_switches/ENG/7GN125136U.pdf | Commutatore a camme serie 7GN, multivia 0-1-2-3 3 poli da 125A in esecuzione per montaggio frontale con maniglia nera, mostrina 90X90mm | http://datasheet.lovatoelectric.com/Rotary_cam_switches/ITA/7GN125136U.pdf | Łącznik krzywkowy serii 7GN, wielopozycyjny 0-1-2-3, 3 pola, 125A, do montażu tablicowego, z czarnym pokrętłem i tabliczką 90x90mm | http://datasheet.lovatoelectric.com/Rotary_cam_switches/POL/7GN125136U.pdf | Rotary cam switch 7GN series, multi-step 0-1-2-3, 3 poles 125A, for front mounting with black handle, front plate 90X90mm | http://datasheet.lovatoelectric.com/Rotary_cam_switches/RON/7GN125136U.pdf
7GN12513O |  |  | Rotary cam switch 7GN series, Dahlander motor control switch 1-0-2, 125A, for rear mounting with black handle, front plate 90X90mm | http://datasheet.lovatoelectric.com/Rotary_cam_switches/ENG/7GN12513O.pdf | Commutatore a camme serie 7GN, avviatore per motori Dahlander 1-0-2 da 125A in esecuzione per montaggio a fondo quadro con maniglia nera, mostrina 90X90mm | http://datasheet.lovatoelectric.com/Rotary_cam_switches/ITA/7GN12513O.pdf | Łącznik krzywkowy serii 7GN, przełącznik silnika dwubiegunowego 1-0-2, układ Dahlandera, 125A, do montażu wewnątrz szafy z czarnym pokrętłem i tabliczką 90x90mm | http://datasheet.lovatoelectric.com/Rotary_cam_switches/POL/7GN12513O.pdf | Rotary cam switch 7GN series, Dahlander motor control switch 1-0-2, 125A, for rear mounting with black handle, front plate 90X90mm | http://datasheet.lovatoelectric.com/Rotary_cam_switches/RON/7GN12513O.pdf
7GN12513P |  |  | Enclosed rotary cam switch 7GN series, Dahlander motor control switch 1-0-2, 125A in plastic enclosure 180X254mm with black handle | http://datasheet.lovatoelectric.com/Rotary_cam_switches/ENG/7GN12513P.pdf | Commutatore a camme serie 7GN, avviatore per motori Dahlander 1-0-2 da 125A in cassetta plastica 180X254mm con maniglia nera | http://datasheet.lovatoelectric.com/Rotary_cam_switches/ITA/7GN12513P.pdf | Łącznik krzywkowy serii 7GN, przełącznik silnika dwubiegunowego 1-0-2, układ Dahlandera, 125A, w obudowie 180x254mm i czarnym pokrętłem | http://datasheet.lovatoelectric.com/Rotary_cam_switches/POL/7GN12513P.pdf | Enclosed rotary cam switch 7GN series, Dahlander motor control switch 1-0-2, 125A in plastic enclosure 180X254mm with black handle | http://datasheet.lovatoelectric.com/Rotary_cam_switches/RON/7GN12513P.pdf
7GN12513P25 |  |  | Enclosed rotary cam switch 7GN series, Dahlander motor control switch 1-0-2, 125A in plastic enclosure 180X254mm with red/yellow handle | http://datasheet.lovatoelectric.com/Rotary_cam_switches/ENG/7GN12513P25.pdf | Commutatore a camme serie 7GN, avviatore per motori Dahlander 1-0-2 da 125A in cassetta plastica 180X254mm con maniglia giallo/rossa | http://datasheet.lovatoelectric.com/Rotary_cam_switches/ITA/7GN12513P25.pdf | Łącznik krzywkowy serii 7GN, przełącznik silnika dwubiegunowego 1-0-2, układ Dahlandera, 125A, w obudowie 180x254mm i żółto/czerwonym pokrętłem | http://datasheet.lovatoelectric.com/Rotary_cam_switches/POL/7GN12513P25.pdf | Enclosed rotary cam switch 7GN series, Dahlander motor control switch 1-0-2, 125A in plastic enclosure 180X254mm with red/yellow handle | http://datasheet.lovatoelectric.com/Rotary_cam_switches/RON/7GN12513P25.pdf
7GN12513U |  |  | Rotary cam switch 7GN series, Dahlander motor control switch 1-0-2, 125A, for front mounting with black handle, front plate 90X90mm | http://datasheet.lovatoelectric.com/Rotary_cam_switches/ENG/7GN12513U.pdf | Commutatore a camme serie 7GN, avviatore per motori Dahlander 1-0-2 da 125A in esecuzione per montaggio frontale con maniglia nera, mostrina 90X90mm | http://datasheet.lovatoelectric.com/Rotary_cam_switches/ITA/7GN12513U.pdf | Łącznik krzywkowy serii 7GN, przełącznik silnika dwubiegunowego 1-0-2, układ Dahlandera, 125A, do montażu tablicowego, z czarnym pokrętłem i tabliczką 90x90mm | http://datasheet.lovatoelectric.com/Rotary_cam_switches/POL/7GN12513U.pdf | Rotary cam switch 7GN series, Dahlander motor control switch 1-0-2, 125A, for front mounting with black handle, front plate 90X90mm | http://datasheet.lovatoelectric.com/Rotary_cam_switches/RON/7GN12513U.pdf
7GN12513U65 |  |  | Rotary cam switch 7GN series, Dahlander motor control switch 1-0-2, 125A, for front mounting with red/yellow handle padlockable in 0 and protection covers, front plate 90X90mm | http://datasheet.lovatoelectric.com/Rotary_cam_switches/ENG/7GN12513U65.pdf | Commutatore a camme serie 7GN, avviatore per motori Dahlander 1-0-2 da 125A in esecuzione per montaggio frontale con maniglia giallo/rossa lucchettabile in 0 e copriterminali, mostrina 90X90mm | http://datasheet.lovatoelectric.com/Rotary_cam_switches/ITA/7GN12513U65.pdf | Łącznik krzywkowy serii 7GN, przełącznik silnika dwubiegunowego 1-0-2, układ Dahlandera, 125A, do montażu tablicowego, z żółto/czerwonym pokrętłem blokowanym w pozycji 0, osłonami zacisków i tabliczką 90x90mm | http://datasheet.lovatoelectric.com/Rotary_cam_switches/POL/7GN12513U65.pdf | Rotary cam switch 7GN series, Dahlander motor control switch 1-0-2, 125A, for front mounting with red/yellow handle padlockable in 0 and protection covers, front plate 90X90mm | http://datasheet.lovatoelectric.com/Rotary_cam_switches/RON/7GN12513U65.pdf
7GN12519O |  |  | Rotary cam switch 7GN series, Dahlander motor control switch 0-1-2, 125A, for rear mounting with black handle, front plate 90X90mm | http://datasheet.lovatoelectric.com/Rotary_cam_switches/ENG/7GN12519O.pdf | Commutatore a camme serie 7GN, avviatore per motori Dahlander 0-1-2 da 125A in esecuzione per montaggio a fondo quadro con maniglia nera, mostrina 90X90mm | http://datasheet.lovatoelectric.com/Rotary_cam_switches/ITA/7GN12519O.pdf | Łącznik krzywkowy serii 7GN, przełącznik silnika dwubiegunowego 0-1-2, układ Dahlandera, 125A, do montażu wewnątrz szafy z czarnym pokrętłem i tabliczką 90x90mm | http://datasheet.lovatoelectric.com/Rotary_cam_switches/POL/7GN12519O.pdf | Rotary cam switch 7GN series, Dahlander motor control switch 0-1-2, 125A, for rear mounting with black handle, front plate 90X90mm | http://datasheet.lovatoelectric.com/Rotary_cam_switches/RON/7GN12519O.pdf
7GN12519P |  |  | Enclosed rotary cam switch 7GN series, Dahlander motor control switch 0-1-2, 125A in plastic enclosure 180X254mm with black handle | http://datasheet.lovatoelectric.com/Rotary_cam_switches/ENG/7GN12519P.pdf | Commutatore a camme serie 7GN, avviatore per motori Dahlander 0-1-2 da 125A in cassetta plastica 180X254mm con maniglia nera | http://datasheet.lovatoelectric.com/Rotary_cam_switches/ITA/7GN12519P.pdf | Łącznik krzywkowy serii 7GN, przełącznik silnika dwubiegunowego 0-1-2, układ Dahlandera, 125A, w obudowie 180x254mm i czarnym pokrętłem | http://datasheet.lovatoelectric.com/Rotary_cam_switches/POL/7GN12519P.pdf | Enclosed rotary cam switch 7GN series, Dahlander motor control switch 0-1-2, 125A in plastic enclosure 180X254mm with black handle | http://datasheet.lovatoelectric.com/Rotary_cam_switches/RON/7GN12519P.pdf
7GN12519P25 |  |  | Enclosed rotary cam switch 7GN series, Dahlander motor control switch 0-1-2, 125A in plastic enclosure 180X254mm with red/yellow handle | http://datasheet.lovatoelectric.com/Rotary_cam_switches/ENG/7GN12519P25.pdf | Commutatore a camme serie 7GN, avviatore per motori Dahlander 0-1-2 da 125A in cassetta plastica 180X254mm con maniglia giallo/rossa | http://datasheet.lovatoelectric.com/Rotary_cam_switches/ITA/7GN12519P25.pdf | Łącznik krzywkowy serii 7GN, przełącznik silnika dwubiegunowego 0-1-2, układ Dahlandera, 125A, w obudowie 180x254mm i żółto/czerwonym pokrętłem | http://datasheet.lovatoelectric.com/Rotary_cam_switches/POL/7GN12519P25.pdf | Enclosed rotary cam switch 7GN series, Dahlander motor control switch 0-1-2, 125A in plastic enclosure 180X254mm with red/yellow handle | http://datasheet.lovatoelectric.com/Rotary_cam_switches/RON/7GN12519P25.pdf
7GN12519U |  |  | Rotary cam switch 7GN series, Dahlander motor control switch 0-1-2, 125A, for front mounting with black handle, front plate 90X90mm | http://datasheet.lovatoelectric.com/Rotary_cam_switches/ENG/7GN12519U.pdf | Commutatore a camme serie 7GN, avviatore per motori Dahlander 0-1-2 da 125A in esecuzione per montaggio frontale con maniglia nera, mostrina 90X90mm | http://datasheet.lovatoelectric.com/Rotary_cam_switches/ITA/7GN12519U.pdf | Łącznik krzywkowy serii 7GN, przełącznik silnika dwubiegunowego 0-1-2, układ Dahlandera, 125A, do montażu tablicowego, z czarnym pokrętłem i tabliczką 90x90mm | http://datasheet.lovatoelectric.com/Rotary_cam_switches/POL/7GN12519U.pdf | Rotary cam switch 7GN series, Dahlander motor control switch 0-1-2, 125A, for front mounting with black handle, front plate 90X90mm | http://datasheet.lovatoelectric.com/Rotary_cam_switches/RON/7GN12519U.pdf
7GN12519U65 |  |  | Rotary cam switch 7GN series, Dahlander motor control switch 0-1-2, 125A, for front mounting with red/yellow handle padlockable in 0 and protection covers, front plate 90X90mm | http://datasheet.lovatoelectric.com/Rotary_cam_switches/ENG/7GN12519U65.pdf | Commutatore a camme serie 7GN, avviatore per motori Dahlander 0-1-2 da 125A in esecuzione per montaggio frontale con maniglia giallo/rossa lucchettabile in 0 e copriterminali, mostrina 90X90mm | http://datasheet.lovatoelectric.com/Rotary_cam_switches/ITA/7GN12519U65.pdf | Łącznik krzywkowy serii 7GN, przełącznik silnika dwubiegunowego 0-1-2, układ Dahlandera, 125A, do montażu tablicowego, z żółto/czerwonym pokrętłem blokowanym w pozycji 0, osłonami zacisków i tabliczką 90x90mm | http://datasheet.lovatoelectric.com/Rotary_cam_switches/POL/7GN12519U65.pdf | Rotary cam switch 7GN series, Dahlander motor control switch 0-1-2, 125A, for front mounting with red/yellow handle padlockable in 0 and protection covers, front plate 90X90mm | http://datasheet.lovatoelectric.com/Rotary_cam_switches/RON/7GN12519U65.pdf
7GN1251O |  |  | Rotary cam switch 7GN series, changeover switch 1 pole 16A, for rear mounting with black handle, front plate 48X48mm | http://datasheet.lovatoelectric.com/Rotary_cam_switches/ENG/7GN1251O.pdf | Commutatore a camme serie 7GN, commutatore 1 polo da 16A in esecuzione per montaggio a fondo quadro con maniglia nera, mostrina 48X48mm | http://datasheet.lovatoelectric.com/Rotary_cam_switches/ITA/7GN1251O.pdf | Łącznik krzywkowy serii 7GN, przełącznik sieci, 1 pole, 16A, do montażu wewnątrz szafy z czarnym pokrętłem i tabliczką 48x48mm | http://datasheet.lovatoelectric.com/Rotary_cam_switches/POL/7GN1251O.pdf | Rotary cam switch 7GN series, changeover switch 1 pole 16A, for rear mounting with black handle, front plate 48X48mm | http://datasheet.lovatoelectric.com/Rotary_cam_switches/RON/7GN1251O.pdf
7GN1251O48 |  |  | Rotary cam switch 7GN series, changeover switch 1 pole 16A, modular service cover for 35mm DIN reail mounting with black handle, front plate 45X54mm | http://datasheet.lovatoelectric.com/Rotary_cam_switches/ENG/7GN1251O48.pdf | Commutatore a camme serie 7GN, commutatore 1 polo da 16A in esecuzione modulare per montaggio su guida DIN con maniglia nera, mostrina 45X54mm | http://datasheet.lovatoelectric.com/Rotary_cam_switches/ITA/7GN1251O48.pdf | Łącznik krzywkowy serii 7GN, przełącznik sieci, 1 pole, 16A, wykonanie modułowe do montażu na szynie DIN 35mm, z czarnym pokrętłem i tabliczką 45x54mm | http://datasheet.lovatoelectric.com/Rotary_cam_switches/POL/7GN1251O48.pdf | Rotary cam switch 7GN series, changeover switch 1 pole 16A, modular service cover for 35mm DIN reail mounting with black handle, front plate 45X54mm | http://datasheet.lovatoelectric.com/Rotary_cam_switches/RON/7GN1251O48.pdf
7GN1251P |  |  | Enclosed rotary cam switch 7GN series, changeover switch 1 pole 16A in plastic enclosure 75X75mm with black handle | http://datasheet.lovatoelectric.com/Rotary_cam_switches/ENG/7GN1251P.pdf | Commutatore a camme serie 7GN, commutatore 1 polo da 16A in cassetta plastica 75X75 con maniglia nera | http://datasheet.lovatoelectric.com/Rotary_cam_switches/ITA/7GN1251P.pdf | Łącznik krzywkowy serii 7GN, przełącznik sieci, 1 pole, 16A, w obudowie 75x75mm i czarnym pokrętłem | http://datasheet.lovatoelectric.com/Rotary_cam_switches/POL/7GN1251P.pdf | Enclosed rotary cam switch 7GN series, changeover switch 1 pole 16A in plastic enclosure 75X75mm with black handle | http://datasheet.lovatoelectric.com/Rotary_cam_switches/RON/7GN1251P.pdf
7GN1251U | 7GN1251U.JPG | http://datasheet.lovatoelectric.com/Rotary_cam_switches/products_images/7GN1251U.JPG | Rotary cam switch 7GN series, changeover switch 1 pole 16A, for front mounting with black handle, front plate 48X48mm | http://datasheet.lovatoelectric.com/Rotary_cam_switches/ENG/7GN1251U.pdf | Commutatore a camme serie 7GN, commutatore 1 polo da 16A in esecuzione per montaggio frontale con maniglia nera, mostrina 48X48mm | http://datasheet.lovatoelectric.com/Rotary_cam_switches/ITA/7GN1251U.pdf | Łącznik krzywkowy serii 7GN, przełącznik sieci, 1 pole, 16A, do montażu tablicowego, z czarnym pokrętłem i tabliczką 48x48mm | http://datasheet.lovatoelectric.com/Rotary_cam_switches/POL/7GN1251U.pdf | Rotary cam switch 7GN series, changeover switch 1 pole 16A, for front mounting with black handle, front plate 48X48mm | http://datasheet.lovatoelectric.com/Rotary_cam_switches/RON/7GN1251U.pdf
7GN1251U11 |  |  | Rotary cam switch 7GN series, changeover switch 1 pole 16A, for front mounting with black handle without front plate for hole Ø22mm fixing | http://datasheet.lovatoelectric.com/Rotary_cam_switches/ENG/7GN1251U11.pdf | Commutatore a camme serie 7GN, commutatore 1 polo da 16A in esecuzione per montaggio frontale con maniglia nera senza mostrina con fissaggio foro diametro 22mm | http://datasheet.lovatoelectric.com/Rotary_cam_switches/ITA/7GN1251U11.pdf | Łącznik krzywkowy serii 7GN, przełącznik sieci, 1 pole, 16A, do montażu tablicowego w otworze 22mm, z czarnym pokrętłem bez tabliczki | http://datasheet.lovatoelectric.com/Rotary_cam_switches/POL/7GN1251U11.pdf | Rotary cam switch 7GN series, changeover switch 1 pole 16A, for front mounting with black handle without front plate for hole Ø22mm fixing | http://datasheet.lovatoelectric.com/Rotary_cam_switches/RON/7GN1251U11.pdf
7GN1251U12 |  |  | Rotary cam switch 7GN series, changeover switch 1 pole 16A, for front mounting without front plate with key operation for hole Ø22mm fixing | http://datasheet.lovatoelectric.com/Rotary_cam_switches/ENG/7GN1251U12.pdf | Commutatore a camme serie 7GN, commutatore 1 polo da 16A in esecuzione per montaggio frontale senza mostrina con comando a chiave e fissaggio foro diametro 22mm | http://datasheet.lovatoelectric.com/Rotary_cam_switches/ITA/7GN1251U12.pdf | Łącznik krzywkowy serii 7GN, przełącznik sieci, 1 pole, 16A, do montażu tablicowego w otworze 22mm, sterowanie kluczem, bez tabliczki | http://datasheet.lovatoelectric.com/Rotary_cam_switches/POL/7GN1251U12.pdf | Rotary cam switch 7GN series, changeover switch 1 pole 16A, for front mounting without front plate with key operation for hole Ø22mm fixing | http://datasheet.lovatoelectric.com/Rotary_cam_switches/RON/7GN1251U12.pdf
7GN1251U47 |  |  | Rotary cam switch 7GN series, changeover switch 1 pole 16A, for snap on front mounting with black handle for hole Ø22mm fixing, front plate 48X48mm | http://datasheet.lovatoelectric.com/Rotary_cam_switches/ENG/7GN1251U47.pdf | Commutatore a camme serie 7GN, commutatore 1 polo da 16A in esecuzione per montaggio frontale con maniglia nera e fissaggio a scatto per foro diametro 22mm, mostrina 48X48mm | http://datasheet.lovatoelectric.com/Rotary_cam_switches/ITA/7GN1251U47.pdf | Łącznik krzywkowy serii 7GN, przełącznik sieci, 1 pole, 16A, do montażu tablicowego w otworze 22mm z czarnym pokrętłem, montowanym na zatrzask do korpusu i tabliczką 48x48mm | http://datasheet.lovatoelectric.com/Rotary_cam_switches/POL/7GN1251U47.pdf | Rotary cam switch 7GN series, changeover switch 1 pole 16A, for snap on front mounting with black handle for hole Ø22mm fixing, front plate 48X48mm | http://datasheet.lovatoelectric.com/Rotary_cam_switches/RON/7GN1251U47.pdf
7GN12520O |  |  | Rotary cam switch 7GN series, Dahlander motor 2-speed reversing switch, 125A, for rear mounting with black handle, front plate 90X90mm | http://datasheet.lovatoelectric.com/Rotary_cam_switches/ENG/7GN12520O.pdf | Commutatore a camme serie 7GN, invertitore di marcia a 2 velocita' per motori Dahlander da 125A in esecuzione per montaggio a fondo quadro con maniglia nera, mostrina 90X90mm | http://datasheet.lovatoelectric.com/Rotary_cam_switches/ITA/7GN12520O.pdf | Łącznik krzywkowy serii 7GN, przełącznik zmiany kirunku obrotów silnika dwubiegunowego, układ Dahlandera, 125A, do montażu wewnątrz szafy z czarnym pokrętłem i tabliczką 90x90mm | http://datasheet.lovatoelectric.com/Rotary_cam_switches/POL/7GN12520O.pdf | Rotary cam switch 7GN series, Dahlander motor 2-speed reversing switch, 125A, for rear mounting with black handle, front plate 90X90mm | http://datasheet.lovatoelectric.com/Rotary_cam_switches/RON/7GN12520O.pdf
7GN12520U |  |  | Rotary cam switch 7GN series, Dahlander motor 2-speed reversing switch, 125A, for front mounting with black handle, front plate 90X90mm | http://datasheet.lovatoelectric.com/Rotary_cam_switches/ENG/7GN12520U.pdf | Commutatore a camme serie 7GN, invertitore di marcia a 2 velocita' per motori Dahlander da 125A in esecuzione per montaggio frontale con maniglia nera, mostrina 90X90mm | http://datasheet.lovatoelectric.com/Rotary_cam_switches/ITA/7GN12520U.pdf | Łącznik krzywkowy serii 7GN, przełącznik zmiany kirunku obrotów silnika dwubiegunowego, układ Dahlandera, 125A, do montażu tablicowego, z czarnym pokrętłem i tabliczką 90x90mm | http://datasheet.lovatoelectric.com/Rotary_cam_switches/POL/7GN12520U.pdf | Rotary cam switch 7GN series, Dahlander motor 2-speed reversing switch, 125A, for front mounting with black handle, front plate 90X90mm | http://datasheet.lovatoelectric.com/Rotary_cam_switches/RON/7GN12520U.pdf
7GN12520U65 |  |  | Rotary cam switch 7GN series, Dahlander motor 2-speed reversing switch, 125A, for front mounting with red/yellow handle padlockable in 0 and protection covers, front plate 90X90mm | http://datasheet.lovatoelectric.com/Rotary_cam_switches/ENG/7GN12520U65.pdf | Commutatore a camme serie 7GN, invertitore di marcia a 2 velocita' per motori Dahlander da 125A in esecuzione per montaggio frontale con maniglia giallo/rossa lucchettabile in 0 e copriterminali, mostrina 90X90mm | http://datasheet.lovatoelectric.com/Rotary_cam_switches/ITA/7GN12520U65.pdf | Łącznik krzywkowy serii 7GN, przełącznik zmiany kirunku obrotów silnika dwubiegunowego, układ Dahlandera, 125A, do montażu tablicowego, z żółto/czerwonym pokrętłem blokowanym w pozycji 0, osłonami zacisków i tabliczką 90x90mm | http://datasheet.lovatoelectric.com/Rotary_cam_switches/POL/7GN12520U65.pdf | Rotary cam switch 7GN series, Dahlander motor 2-speed reversing switch, 125A, for front mounting with red/yellow handle padlockable in 0 and protection covers, front plate 90X90mm | http://datasheet.lovatoelectric.com/Rotary_cam_switches/RON/7GN12520U65.pdf
7GN12525O |  |  | Rotary cam switch 7GN series, 1-phase motor reversing switch with spring return 125A, for rear mounting with black handle, front plate 90X90mm | http://datasheet.lovatoelectric.com/Rotary_cam_switches/ENG/7GN12525O.pdf | Commutatore a camme serie 7GN, invertitore di marcia monofase con ritorno a molla da 125A in esecuzione per montaggio a fondo quadro con maniglia nera, mostrina 90X90mm | http://datasheet.lovatoelectric.com/Rotary_cam_switches/ITA/7GN12525O.pdf | Łącznik krzywkowy serii 7GN, przełącznik zmiany kierunku obrotów silnika 1 fazowego, z powrotem do pozycji 0, 125A, do montażu wewnątrz szafy z czarnym pokrętłem i tabliczką 90x90mm | http://datasheet.lovatoelectric.com/Rotary_cam_switches/POL/7GN12525O.pdf | Rotary cam switch 7GN series, 1-phase motor reversing switch with spring return 125A, for rear mounting with black handle, front plate 90X90mm | http://datasheet.lovatoelectric.com/Rotary_cam_switches/RON/7GN12525O.pdf
7GN12525P |  |  | Enclosed rotary cam switch 7GN series, 1-phase motor reversing switch with spring return 125A in plastic enclosure 180X254mm with black handle | http://datasheet.lovatoelectric.com/Rotary_cam_switches/ENG/7GN12525P.pdf | Commutatore a camme serie 7GN, invertitore di marcia monofase con ritorno a molla da 125A in cassetta plastica 180X254mm con maniglia nera | http://datasheet.lovatoelectric.com/Rotary_cam_switches/ITA/7GN12525P.pdf | Łącznik krzywkowy serii 7GN, przełącznik zmiany kierunku obrotów silnika 1 fazowego, z powrotem do pozycji 0, 125A, w obudowie 180x254mm i czarnym pokrętłem | http://datasheet.lovatoelectric.com/Rotary_cam_switches/POL/7GN12525P.pdf | Enclosed rotary cam switch 7GN series, 1-phase motor reversing switch with spring return 125A in plastic enclosure 180X254mm with black handle | http://datasheet.lovatoelectric.com/Rotary_cam_switches/RON/7GN12525P.pdf
7GN12525P25 |  |  | Enclosed rotary cam switch 7GN series, 1-phase motor reversing switch with spring return 125A in plastic enclosure 180X254mm with red/yellow handle | http://datasheet.lovatoelectric.com/Rotary_cam_switches/ENG/7GN12525P25.pdf | Commutatore a camme serie 7GN, invertitore di marcia monofase con ritorno a molla da 125A in cassetta plastica 180X254mm con maniglia giallo/rossa | http://datasheet.lovatoelectric.com/Rotary_cam_switches/ITA/7GN12525P25.pdf | Łącznik krzywkowy serii 7GN, przełącznik zmiany kierunku obrotów silnika 1 fazowego, z powrotem do pozycji 0, 125A, w obudowie 180x254mm i żółto/czerwonym pokrętłem | http://datasheet.lovatoelectric.com/Rotary_cam_switches/POL/7GN12525P25.pdf | Enclosed rotary cam switch 7GN series, 1-phase motor reversing switch with spring return 125A in plastic enclosure 180X254mm with red/yellow handle | http://datasheet.lovatoelectric.com/Rotary_cam_switches/RON/7GN12525P25.pdf
7GN12525U |  |  | Rotary cam switch 7GN series, 1-phase motor reversing switch with spring return 125A, for front mounting with black handle, front plate 90X90mm | http://datasheet.lovatoelectric.com/Rotary_cam_switches/ENG/7GN12525U.pdf | Commutatore a camme serie 7GN, invertitore di marcia monofase con ritorno a molla da 125A in esecuzione per montaggio frontale con maniglia nera, mostrina 90X90mm | http://datasheet.lovatoelectric.com/Rotary_cam_switches/ITA/7GN12525U.pdf | Łącznik krzywkowy serii 7GN, przełącznik zmiany kierunku obrotów silnika 1 fazowego, z powrotem do pozycji 0, 125A, do montażu tablicowego, z czarnym pokrętłem i tabliczką 90x90mm | http://datasheet.lovatoelectric.com/Rotary_cam_switches/POL/7GN12525U.pdf | Rotary cam switch 7GN series, 1-phase motor reversing switch with spring return 125A, for front mounting with black handle, front plate 90X90mm | http://datasheet.lovatoelectric.com/Rotary_cam_switches/RON/7GN12525U.pdf
7GN12525U65 |  |  | Rotary cam switch 7GN series, 1-phase motor reversing switch with spring return 125A, for front mounting with red/yellow handle padlockable in 0 and protection covers, front plate 90X90mm | http://datasheet.lovatoelectric.com/Rotary_cam_switches/ENG/7GN12525U65.pdf | Commutatore a camme serie 7GN, invertitore di marcia monofase con ritorno a molla da 125A in esecuzione per montaggio frontale con maniglia giallo/rossa lucchettabile in 0 e copriterminali, mostrina 90X90mm | http://datasheet.lovatoelectric.com/Rotary_cam_switches/ITA/7GN12525U65.pdf | Łącznik krzywkowy serii 7GN, przełącznik zmiany kierunku obrotów silnika 1 fazowego, z powrotem do pozycji 0, 125A, do montażu tablicowego, z żółto/czerwonym pokrętłem blokowanym w pozycji 0, osłonami zacisków i tabliczką 90x90mm | http://datasheet.lovatoelectric.com/Rotary_cam_switches/POL/7GN12525U65.pdf | Rotary cam switch 7GN series, 1-phase motor reversing switch with spring return 125A, for front mounting with red/yellow handle padlockable in 0 and protection covers, front plate 90X90mm | http://datasheet.lovatoelectric.com/Rotary_cam_switches/RON/7GN12525U65.pdf
7GN12526O |  |  | Rotary cam switch 7GN series, 3-phase motor reversing switch with spring return 125A, for rear mounting with black handle, front plate 90X90mm | http://datasheet.lovatoelectric.com/Rotary_cam_switches/ENG/7GN12526O.pdf | Commutatore a camme serie 7GN, invertitore di marcia trifase con ritorno di molla da 125A in esecuzione per montaggio a fondo quadro con maniglia nera, mostrina 90X90mm | http://datasheet.lovatoelectric.com/Rotary_cam_switches/ITA/7GN12526O.pdf | Łącznik krzywkowy serii 7GN, przełącznik zmiany kierunku obrotów silnika 3 fazowego, z powrotem do pozycji 0, 125A, do montażu wewnątrz szafy z czarnym pokrętłem i tabliczką 90x90mm | http://datasheet.lovatoelectric.com/Rotary_cam_switches/POL/7GN12526O.pdf | Rotary cam switch 7GN series, 3-phase motor reversing switch with spring return 125A, for rear mounting with black handle, front plate 90X90mm | http://datasheet.lovatoelectric.com/Rotary_cam_switches/RON/7GN12526O.pdf
7GN12526P |  |  | Enclosed rotary cam switch 7GN series, 3-phase motor reversing switch with spring return 125A in plastic enclosure 180X254mm with black handle | http://datasheet.lovatoelectric.com/Rotary_cam_switches/ENG/7GN12526P.pdf | Commutatore a camme serie 7GN, invertitore di marcia trifase con ritorno a molla da 125A in cassetta plastica 180X254mm con maniglia nera | http://datasheet.lovatoelectric.com/Rotary_cam_switches/ITA/7GN12526P.pdf | Łącznik krzywkowy serii 7GN, przełącznik zmiany kierunku obrotów silnika 3 fazowego, z powrotem do pozycji 0, 125A, w obudowie 180x254mm i czarnym pokrętłem | http://datasheet.lovatoelectric.com/Rotary_cam_switches/POL/7GN12526P.pdf | Enclosed rotary cam switch 7GN series, 3-phase motor reversing switch with spring return 125A in plastic enclosure 180X254mm with black handle | http://datasheet.lovatoelectric.com/Rotary_cam_switches/RON/7GN12526P.pdf
7GN12526P25 |  |  | Enclosed rotary cam switch 7GN series, 3-phase motor reversing switch with spring return 125A in plastic enclosure 180X254mm with red/yellow handle | http://datasheet.lovatoelectric.com/Rotary_cam_switches/ENG/7GN12526P25.pdf | Commutatore a camme serie 7GN, invertitore di marcia trifase con ritorno a molla da 125A in cassetta plastica 180X254mm con maniglia giallo/rossa | http://datasheet.lovatoelectric.com/Rotary_cam_switches/ITA/7GN12526P25.pdf | Łącznik krzywkowy serii 7GN, przełącznik zmiany kierunku obrotów silnika 3 fazowego, z powrotem do pozycji 0, 125A, w obudowie 180x254mm i żółto/czerwonym pokrętłem | http://datasheet.lovatoelectric.com/Rotary_cam_switches/POL/7GN12526P25.pdf | Enclosed rotary cam switch 7GN series, 3-phase motor reversing switch with spring return 125A in plastic enclosure 180X254mm with red/yellow handle | http://datasheet.lovatoelectric.com/Rotary_cam_switches/RON/7GN12526P25.pdf
7GN12526U | 7GN12526U.jpg | http://datasheet.lovatoelectric.com/Rotary_cam_switches/products_images/7GN12526U.jpg | Rotary cam switch 7GN series, 3-phase motor reversing switch with spring return 125A, for front mounting with black handle, front plate 90X90mm | http://datasheet.lovatoelectric.com/Rotary_cam_switches/ENG/7GN12526U.pdf | Commutatore a camme serie 7GN, invertitore di marcia trifase con ritorno a molla da 125A in esecuzione per montaggio frontale con maniglia nera, mostrina 90X90mm | http://datasheet.lovatoelectric.com/Rotary_cam_switches/ITA/7GN12526U.pdf | Łącznik krzywkowy serii 7GN, przełącznik zmiany kierunku obrotów silnika 3 fazowego, z powrotem do pozycji 0, 125A, do montażu tablicowego, z czarnym pokrętłem i tabliczką 90x90mm | http://datasheet.lovatoelectric.com/Rotary_cam_switches/POL/7GN12526U.pdf | Rotary cam switch 7GN series, 3-phase motor reversing switch with spring return 125A, for front mounting with black handle, front plate 90X90mm | http://datasheet.lovatoelectric.com/Rotary_cam_switches/RON/7GN12526U.pdf
7GN12526U65 |  |  | Rotary cam switch 7GN series, 1-phase motor reversing switch with spring return 125A, for front mounting with red/yellow handle padlockable in 0 and protection covers, front plate 90X90mm | http://datasheet.lovatoelectric.com/Rotary_cam_switches/ENG/7GN12526U65.pdf | Commutatore a camme serie 7GN, invertitore di marcia monofase con ritorno a molla da 125A in esecuzione per montaggio frontale con maniglia giallo/rossa lucchettabile in 0 e copriterminali, mostrina 90X90mm | http://datasheet.lovatoelectric.com/Rotary_cam_switches/ITA/7GN12526U65.pdf | Łącznik krzywkowy serii 7GN, przełącznik zmiany kierunku obrotów silnika 1 fazowego, z powrotem do pozycji 0, 125A, do montażu tablicowego, z żółto/czerwonym pokrętłem blokowanym w pozycji 0, osłonami zacisków i tabliczką 90x90mm | http://datasheet.lovatoelectric.com/Rotary_cam_switches/POL/7GN12526U65.pdf | Rotary cam switch 7GN series, 1-phase motor reversing switch with spring return 125A, for front mounting with red/yellow handle padlockable in 0 and protection covers, front plate 90X90mm | http://datasheet.lovatoelectric.com/Rotary_cam_switches/RON/7GN12526U65.pdf
7GN1252O |  |  | Rotary cam switch 7GN series, changeover switch 2 poles 16A, for rear mounting with black handle, front plate 48X48mm | http://datasheet.lovatoelectric.com/Rotary_cam_switches/ENG/7GN1252O.pdf | Commutatore a camme serie 7GN, commutatore 2 poli da 16A in esecuzione per montaggio a fondo quadro con maniglia nera, mostrina 48X48mm | http://datasheet.lovatoelectric.com/Rotary_cam_switches/ITA/7GN1252O.pdf | Łącznik krzywkowy serii 7GN, przełącznik sieci, 2 pola, 16A, do montażu wewnątrz szafy z czarnym pokrętłem i tabliczką 48x48mm | http://datasheet.lovatoelectric.com/Rotary_cam_switches/POL/7GN1252O.pdf | Rotary cam switch 7GN series, changeover switch 2 poles 16A, for rear mounting with black handle, front plate 48X48mm | http://datasheet.lovatoelectric.com/Rotary_cam_switches/RON/7GN1252O.pdf
7GN1252O48 |  |  | Rotary cam switch 7GN series, changeover switch 2 poles 16A, modular service cover for 35mm DIN reail mounting with black handle, front plate 45X54mm | http://datasheet.lovatoelectric.com/Rotary_cam_switches/ENG/7GN1252O48.pdf | Commutatore a camme serie 7GN, commutatore 2 poli da 16A in esecuzione modulare per montaggio su guida DIN con maniglia nera, mostrina 45X54mm | http://datasheet.lovatoelectric.com/Rotary_cam_switches/ITA/7GN1252O48.pdf | Łącznik krzywkowy serii 7GN, przełącznik sieci, 2 pola, 16A, wykonanie modułowe do montażu na szynie DIN 35mm, z czarnym pokrętłem i tabliczką 45x54mm | http://datasheet.lovatoelectric.com/Rotary_cam_switches/POL/7GN1252O48.pdf | Rotary cam switch 7GN series, changeover switch 2 poles 16A, modular service cover for 35mm DIN reail mounting with black handle, front plate 45X54mm | http://datasheet.lovatoelectric.com/Rotary_cam_switches/RON/7GN1252O48.pdf
7GN1252P |  |  | Enclosed rotary cam switch 7GN series, changeover switch 2 poles 16A in plastic enclosure 75X75mm with black handle | http://datasheet.lovatoelectric.com/Rotary_cam_switches/ENG/7GN1252P.pdf | Commutatore a camme serie 7GN, commutatore 2 poli da 16A in cassetta plastica 75X75mm con maniglia nera | http://datasheet.lovatoelectric.com/Rotary_cam_switches/ITA/7GN1252P.pdf | Łącznik krzywkowy serii 7GN, przełącznik sieci, 2 pola, 16A, w obudowie 75x75mm i czarnym pokrętłem | http://datasheet.lovatoelectric.com/Rotary_cam_switches/POL/7GN1252P.pdf | Enclosed rotary cam switch 7GN series, changeover switch 2 poles 16A in plastic enclosure 75X75mm with black handle | http://datasheet.lovatoelectric.com/Rotary_cam_switches/RON/7GN1252P.pdf
7GN1252U | 7GN1252U.JPG | http://datasheet.lovatoelectric.com/Rotary_cam_switches/products_images/7GN1252U.JPG | Rotary cam switch 7GN series, changeover switch 2 poles 16A, for front mounting with black handle, front plate 48X48mm | http://datasheet.lovatoelectric.com/Rotary_cam_switches/ENG/7GN1252U.pdf | Commutatore a camme serie 7GN, commutatore 2 poli da 16A in esecuzione per montaggio frontale con maniglia nera, mostrina 48X48mm | http://datasheet.lovatoelectric.com/Rotary_cam_switches/ITA/7GN1252U.pdf | Łącznik krzywkowy serii 7GN, przełącznik sieci, 2 pola, 16A, do montażu tablicowego, z czarnym pokrętłem i tabliczką 48x48mm | http://datasheet.lovatoelectric.com/Rotary_cam_switches/POL/7GN1252U.pdf | Rotary cam switch 7GN series, changeover switch 2 poles 16A, for front mounting with black handle, front plate 48X48mm | http://datasheet.lovatoelectric.com/Rotary_cam_switches/RON/7GN1252U.pdf
7GN1252U11 |  |  | Rotary cam switch 7GN series, changeover switch 2 poles 16A, for front mounting with black handle without front plate for hole Ø22mm fixing | http://datasheet.lovatoelectric.com/Rotary_cam_switches/ENG/7GN1252U11.pdf | Commutatore a camme serie 7GN, commutatore 2 poli da 16A in esecuzione per montaggio frontale con maniglia nera senza mostrina con fissaggio foro diametro 22mm | http://datasheet.lovatoelectric.com/Rotary_cam_switches/ITA/7GN1252U11.pdf | Łącznik krzywkowy serii 7GN, przełącznik sieci, 2 pola, 16A, do montażu tablicowego w otworze 22mm, z czarnym pokrętłem bez tabliczki | http://datasheet.lovatoelectric.com/Rotary_cam_switches/POL/7GN1252U11.pdf | Rotary cam switch 7GN series, changeover switch 2 poles 16A, for front mounting with black handle without front plate for hole Ø22mm fixing | http://datasheet.lovatoelectric.com/Rotary_cam_switches/RON/7GN1252U11.pdf
7GN1252U12 |  |  | Rotary cam switch 7GN series, changeover switch 2 poles 16A, for front mounting without front plate with key operation for hole Ø22mm fixing | http://datasheet.lovatoelectric.com/Rotary_cam_switches/ENG/7GN1252U12.pdf | Commutatore a camme serie 7GN, commutatore 2 poli da 16A in esecuzione per montaggio frontale senza mostrina con comando a chiave e fissaggio foro diametro 22mm | http://datasheet.lovatoelectric.com/Rotary_cam_switches/ITA/7GN1252U12.pdf | Łącznik krzywkowy serii 7GN, przełącznik sieci, 2 pola, 16A, do montażu tablicowego w otworze 22mm, sterowanie kluczem, bez tabliczki | http://datasheet.lovatoelectric.com/Rotary_cam_switches/POL/7GN1252U12.pdf | Rotary cam switch 7GN series, changeover switch 2 poles 16A, for front mounting without front plate with key operation for hole Ø22mm fixing | http://datasheet.lovatoelectric.com/Rotary_cam_switches/RON/7GN1252U12.pdf
7GN1252U47 |  |  | Rotary cam switch 7GN series, changeover switch 2 poles 16A, for snap on front mounting with black handle for hole Ø22mm fixing, front plate 48X48mm | http://datasheet.lovatoelectric.com/Rotary_cam_switches/ENG/7GN1252U47.pdf | Commutatore a camme serie 7GN, commutatore 2 poli da 16A in esecuzione per montaggio frontale con maniglia nera e fissaggio a scatto per foro diametro 22mm, mostrina 48X48mm | http://datasheet.lovatoelectric.com/Rotary_cam_switches/ITA/7GN1252U47.pdf | Łącznik krzywkowy serii 7GN, przełącznik sieci, 2 pola, 16A, do montażu tablicowego w otworze 22mm z czarnym pokrętłem, montowanym na zatrzask do korpusu i tabliczką 48x48mm | http://datasheet.lovatoelectric.com/Rotary_cam_switches/POL/7GN1252U47.pdf | Rotary cam switch 7GN series, changeover switch 2 poles 16A, for snap on front mounting with black handle for hole Ø22mm fixing, front plate 48X48mm | http://datasheet.lovatoelectric.com/Rotary_cam_switches/RON/7GN1252U47.pdf
7GN1253O |  |  | Rotary cam switch 7GN series, changeover switch 3 poles 16A, for rear mounting with black handle, front plate 48X48mm | http://datasheet.lovatoelectric.com/Rotary_cam_switches/ENG/7GN1253O.pdf | Commutatore a camme serie 7GN, commutatore 3 poli da 16A in esecuzione per montaggio a fondo quadro con maniglia nera, mostrina 48X48mm | http://datasheet.lovatoelectric.com/Rotary_cam_switches/ITA/7GN1253O.pdf | Łącznik krzywkowy serii 7GN, przełącznik sieci, 3 pola, 16A, do montażu wewnątrz szafy z czarnym pokrętłem i tabliczką 48x48mm | http://datasheet.lovatoelectric.com/Rotary_cam_switches/POL/7GN1253O.pdf | Rotary cam switch 7GN series, changeover switch 3 poles 16A, for rear mounting with black handle, front plate 48X48mm | http://datasheet.lovatoelectric.com/Rotary_cam_switches/RON/7GN1253O.pdf
7GN1253O48 |  |  | Rotary cam switch 7GN series, changeover switch 3 poles 16A, modular service cover for 35mm DIN reail mounting with black handle, front plate 45X54mm | http://datasheet.lovatoelectric.com/Rotary_cam_switches/ENG/7GN1253O48.pdf | Commutatore a camme serie 7GN, commutatore 3 poli da 16A in esecuzione modulare per montaggio su guida DIN con maniglia nera, mostrina 45X54mm | http://datasheet.lovatoelectric.com/Rotary_cam_switches/ITA/7GN1253O48.pdf | Łącznik krzywkowy serii 7GN, przełącznik sieci, 3 pola, 16A, wykonanie modułowe do montażu na szynie DIN 35mm, z czarnym pokrętłem i tabliczką 45x54mm | http://datasheet.lovatoelectric.com/Rotary_cam_switches/POL/7GN1253O48.pdf | Rotary cam switch 7GN series, changeover switch 3 poles 16A, modular service cover for 35mm DIN reail mounting with black handle, front plate 45X54mm | http://datasheet.lovatoelectric.com/Rotary_cam_switches/RON/7GN1253O48.pdf
7GN1253O98 |  |  |  | http://datasheet.lovatoelectric.com/Rotary_cam_switches/ENG/7GN1253O98.pdf |  | http://datasheet.lovatoelectric.com/Rotary_cam_switches/ITA/7GN1253O98.pdf |  | http://datasheet.lovatoelectric.com/Rotary_cam_switches/POL/7GN1253O98.pdf |  | http://datasheet.lovatoelectric.com/Rotary_cam_switches/RON/7GN1253O98.pdf
7GN1253P |  |  | Enclosed rotary cam switch 7GN series, changeover switch 3 poles 16A in plastic enclosure 75X75mm with black handle | http://datasheet.lovatoelectric.com/Rotary_cam_switches/ENG/7GN1253P.pdf | Commutatore a camme serie 7GN, commutatore 3 poli da 16A in cassetta plastica 75X75mm con maniglia nera | http://datasheet.lovatoelectric.com/Rotary_cam_switches/ITA/7GN1253P.pdf | Łącznik krzywkowy serii 7GN, przełącznik sieci, 3 pola, 16A, w obudowie 75x75mm i czarnym pokrętłem | http://datasheet.lovatoelectric.com/Rotary_cam_switches/POL/7GN1253P.pdf | Enclosed rotary cam switch 7GN series, changeover switch 3 poles 16A in plastic enclosure 75X75mm with black handle | http://datasheet.lovatoelectric.com/Rotary_cam_switches/RON/7GN1253P.pdf
7GN1253P25 |  |  |  | http://datasheet.lovatoelectric.com/Rotary_cam_switches/ENG/7GN1253P25.pdf |  | http://datasheet.lovatoelectric.com/Rotary_cam_switches/ITA/7GN1253P25.pdf |  | http://datasheet.lovatoelectric.com/Rotary_cam_switches/POL/7GN1253P25.pdf |  | http://datasheet.lovatoelectric.com/Rotary_cam_switches/RON/7GN1253P25.pdf
7GN1253U | 7GN1253U.JPG | http://datasheet.lovatoelectric.com/Rotary_cam_switches/products_images/7GN1253U.JPG | Rotary cam switch 7GN series, changeover switch 3 poles 16A, for front mounting with black handle, front plate 48X48mm | http://datasheet.lovatoelectric.com/Rotary_cam_switches/ENG/7GN1253U.pdf | Commutatore a camme serie 7GN, commutatore 3 poli da 16A in esecuzione per montaggio frontale con maniglia nera, mostrina 48X48mm | http://datasheet.lovatoelectric.com/Rotary_cam_switches/ITA/7GN1253U.pdf | Łącznik krzywkowy serii 7GN, przełącznik sieci, 3 pola, 16A, do montażu tablicowego, z czarnym pokrętłem i tabliczką 48x48mm | http://datasheet.lovatoelectric.com/Rotary_cam_switches/POL/7GN1253U.pdf | Rotary cam switch 7GN series, changeover switch 3 poles 16A, for front mounting with black handle, front plate 48X48mm | http://datasheet.lovatoelectric.com/Rotary_cam_switches/RON/7GN1253U.pdf
7GN1253U11 |  |  | Rotary cam switch 7GN series, changeover switch 3 poles 16A, for front mounting with black handle without front plate for hole Ø22mm fixing | http://datasheet.lovatoelectric.com/Rotary_cam_switches/ENG/7GN1253U11.pdf | Commutatore a camme serie 7GN, commutatore 3 poli da 16A in esecuzione per montaggio frontale con maniglia nera senza mostrina con fissaggio foro diametro 22mm | http://datasheet.lovatoelectric.com/Rotary_cam_switches/ITA/7GN1253U11.pdf | Łącznik krzywkowy serii 7GN, przełącznik sieci, 3 pola, 16A, do montażu tablicowego w otworze 22mm, z czarnym pokrętłem bez tabliczki | http://datasheet.lovatoelectric.com/Rotary_cam_switches/POL/7GN1253U11.pdf | Rotary cam switch 7GN series, changeover switch 3 poles 16A, for front mounting with black handle without front plate for hole Ø22mm fixing | http://datasheet.lovatoelectric.com/Rotary_cam_switches/RON/7GN1253U11.pdf
7GN1253U12 |  |  | Rotary cam switch 7GN series, changeover switch 3 poles 16A, for front mounting without front plate with key operation for hole Ø22mm fixing | http://datasheet.lovatoelectric.com/Rotary_cam_switches/ENG/7GN1253U12.pdf | Commutatore a camme serie 7GN, commutatore 3 poli da 16A in esecuzione per montaggio frontale senza mostrina con comando a chiave e fissaggio foro diametro 22mm | http://datasheet.lovatoelectric.com/Rotary_cam_switches/ITA/7GN1253U12.pdf | Łącznik krzywkowy serii 7GN, przełącznik sieci, 3 pola, 16A, do montażu tablicowego w otworze 22mm, sterowanie kluczem, bez tabliczki | http://datasheet.lovatoelectric.com/Rotary_cam_switches/POL/7GN1253U12.pdf | Rotary cam switch 7GN series, changeover switch 3 poles 16A, for front mounting without front plate with key operation for hole Ø22mm fixing | http://datasheet.lovatoelectric.com/Rotary_cam_switches/RON/7GN1253U12.pdf
7GN1253U47 |  |  | Rotary cam switch 7GN series, changeover switch 3 poles 16A, for snap on front mounting with black handle for hole Ø22mm fixing, front plate 48X48mm | http://datasheet.lovatoelectric.com/Rotary_cam_switches/ENG/7GN1253U47.pdf | Commutatore a camme serie 7GN, commutatore 3 poli da 16A in esecuzione per montaggio frontale con maniglia nera e fissaggio a scatto per foro diametro 22mm, mostrina 48X48mm | http://datasheet.lovatoelectric.com/Rotary_cam_switches/ITA/7GN1253U47.pdf | Łącznik krzywkowy serii 7GN, przełącznik sieci, 3 pola, 16A, do montażu tablicowego w otworze 22mm z czarnym pokrętłem, montowanym na zatrzask do korpusu i tabliczką 48x48mm | http://datasheet.lovatoelectric.com/Rotary_cam_switches/POL/7GN1253U47.pdf | Rotary cam switch 7GN series, changeover switch 3 poles 16A, for snap on front mounting with black handle for hole Ø22mm fixing, front plate 48X48mm | http://datasheet.lovatoelectric.com/Rotary_cam_switches/RON/7GN1253U47.pdf
7GN1253U65 |  |  |  | http://datasheet.lovatoelectric.com/Rotary_cam_switches/ENG/7GN1253U65.pdf |  | http://datasheet.lovatoelectric.com/Rotary_cam_switches/ITA/7GN1253U65.pdf |  | http://datasheet.lovatoelectric.com/Rotary_cam_switches/POL/7GN1253U65.pdf |  | http://datasheet.lovatoelectric.com/Rotary_cam_switches/RON/7GN1253U65.pdf
7GN1254O |  |  | Rotary cam switch 7GN series, changeover switch without 0, 1 pole 16A, for rear mounting with black handle, front plate 48X48mm | http://datasheet.lovatoelectric.com/Rotary_cam_switches/ENG/7GN1254O.pdf | Commutatore a camme serie 7GN, deviatore 1 polo da 16A in esecuzione per montaggio a fondo quadro con maniglia nera, mostrina 48X48mm | http://datasheet.lovatoelectric.com/Rotary_cam_switches/ITA/7GN1254O.pdf | Łącznik krzywkowy serii 7GN, przełącznik sieci bez 0, 1 pole, 16A, do montażu wewnątrz szafy z czarnym pokrętłem i tabliczką 48x48mm | http://datasheet.lovatoelectric.com/Rotary_cam_switches/POL/7GN1254O.pdf | Rotary cam switch 7GN series, changeover switch without 0, 1 pole 16A, for rear mounting with black handle, front plate 48X48mm | http://datasheet.lovatoelectric.com/Rotary_cam_switches/RON/7GN1254O.pdf
7GN1254O48 |  |  | Rotary cam switch 7GN series, changeover switch without 0, 1 pole 16A, modular service cover for 35mm DIN reail mounting with black handle, front plate 45X54mm | http://datasheet.lovatoelectric.com/Rotary_cam_switches/ENG/7GN1254O48.pdf | Commutatore a camme serie 7GN, deviatore 1 polo da 16A in esecuzione modulare per montaggio su guida DIN con maniglia nera, mostrina 45X54mm | http://datasheet.lovatoelectric.com/Rotary_cam_switches/ITA/7GN1254O48.pdf | Łącznik krzywkowy serii 7GN, przełącznik sieci bez 0, 1 pole, 16A, wykonanie modułowe do montażu na szynie DIN 35mm, z czarnym pokrętłem i tabliczką 45x54mm | http://datasheet.lovatoelectric.com/Rotary_cam_switches/POL/7GN1254O48.pdf | Rotary cam switch 7GN series, changeover switch without 0, 1 pole 16A, modular service cover for 35mm DIN reail mounting with black handle, front plate 45X54mm | http://datasheet.lovatoelectric.com/Rotary_cam_switches/RON/7GN1254O48.pdf
7GN1254P |  |  | Enclosed rotary cam switch 7GN series, changeover switch without 0, 1 pole 16A in plastic enclosure 75X75mm with black handle | http://datasheet.lovatoelectric.com/Rotary_cam_switches/ENG/7GN1254P.pdf | Commutatore a camme serie 7GN, deviatore 1 polo da 16A in cassetta plastica 75X75mm con maniglia nera | http://datasheet.lovatoelectric.com/Rotary_cam_switches/ITA/7GN1254P.pdf | Łącznik krzywkowy serii 7GN, przełącznik sieci bez 0, 1 pole, 16A, w obudowie 75x75mm i czarnym pokrętłem | http://datasheet.lovatoelectric.com/Rotary_cam_switches/POL/7GN1254P.pdf | Enclosed rotary cam switch 7GN series, changeover switch without 0, 1 pole 16A in plastic enclosure 75X75mm with black handle | http://datasheet.lovatoelectric.com/Rotary_cam_switches/RON/7GN1254P.pdf
7GN1254U |  |  | Rotary cam switch 7GN series, changeover switch without 0, 1 pole 16A, for front mounting with black handle, front plate 48X48mm | http://datasheet.lovatoelectric.com/Rotary_cam_switches/ENG/7GN1254U.pdf | Commutatore a camme serie 7GN, deviatore 1 polo da 16A in esecuzione per montaggio frontale con maniglia nera, mostrina 48X48mm | http://datasheet.lovatoelectric.com/Rotary_cam_switches/ITA/7GN1254U.pdf | Łącznik krzywkowy serii 7GN, przełącznik sieci bez 0, 1 pole, 16A, do montażu tablicowego, z czarnym pokrętłem i tabliczką 48x48mm | http://datasheet.lovatoelectric.com/Rotary_cam_switches/POL/7GN1254U.pdf | Rotary cam switch 7GN series, changeover switch without 0, 1 pole 16A, for front mounting with black handle, front plate 48X48mm | http://datasheet.lovatoelectric.com/Rotary_cam_switches/RON/7GN1254U.pdf
7GN1254U11 |  |  | Rotary cam switch 7GN series, changeover switch without 0, 1 pole 16A, for front mounting with black handle without front plate for hole Ø22mm fixing | http://datasheet.lovatoelectric.com/Rotary_cam_switches/ENG/7GN1254U11.pdf | Commutatore a camme serie 7GN, deviatore 1 polo da 16A in esecuzione per montaggio frontale con maniglia nera senza mostrina con fissaggio foro diametro 22mm | http://datasheet.lovatoelectric.com/Rotary_cam_switches/ITA/7GN1254U11.pdf | Łącznik krzywkowy serii 7GN, przełącznik sieci bez 0, 1 pole, 16A, do montażu tablicowego w otworze 22mm, z czarnym pokrętłem bez tabliczki | http://datasheet.lovatoelectric.com/Rotary_cam_switches/POL/7GN1254U11.pdf | Rotary cam switch 7GN series, changeover switch without 0, 1 pole 16A, for front mounting with black handle without front plate for hole Ø22mm fixing | http://datasheet.lovatoelectric.com/Rotary_cam_switches/RON/7GN1254U11.pdf
7GN1254U12 |  |  | Rotary cam switch 7GN series, changeover switch without 0, 1 pole 16A, for front mounting without front plate with key operation for hole Ø22mm fixing | http://datasheet.lovatoelectric.com/Rotary_cam_switches/ENG/7GN1254U12.pdf | Commutatore a camme serie 7GN, deviatore 1 polo da 16A in esecuzione per montaggio frontale senza mostrina con comando a chiave e fissaggio foro diametro 22mm | http://datasheet.lovatoelectric.com/Rotary_cam_switches/ITA/7GN1254U12.pdf | Łącznik krzywkowy serii 7GN, przełącznik sieci bez 0, 1 pole, 16A, do montażu tablicowego w otworze 22mm, sterowanie kluczem, bez tabliczki | http://datasheet.lovatoelectric.com/Rotary_cam_switches/POL/7GN1254U12.pdf | Rotary cam switch 7GN series, changeover switch without 0, 1 pole 16A, for front mounting without front plate with key operation for hole Ø22mm fixing | http://datasheet.lovatoelectric.com/Rotary_cam_switches/RON/7GN1254U12.pdf
7GN1254U47 |  |  | Rotary cam switch 7GN series, changeover switch without 0, 1 pole 16A, for snap on front mounting with black handle for hole Ø22mm fixing, front plate 48X48mm | http://datasheet.lovatoelectric.com/Rotary_cam_switches/ENG/7GN1254U47.pdf | Commutatore a camme serie 7GN, deviatore 1 polo da 16A in esecuzione per montaggio frontale con maniglia nera e fissaggio a scatto per foro diametro 22mm, mostrina 48X48mm | http://datasheet.lovatoelectric.com/Rotary_cam_switches/ITA/7GN1254U47.pdf | Łącznik krzywkowy serii 7GN, przełącznik sieci bez 0, 1 pole, 16A, do montażu tablicowego w otworze 22mm z czarnym pokrętłem, montowanym na zatrzask do korpusu i tabliczką 48x48mm | http://datasheet.lovatoelectric.com/Rotary_cam_switches/POL/7GN1254U47.pdf | Rotary cam switch 7GN series, changeover switch without 0, 1 pole 16A, for snap on front mounting with black handle for hole Ø22mm fixing, front plate 48X48mm | http://datasheet.lovatoelectric.com/Rotary_cam_switches/RON/7GN1254U47.pdf
7GN12552O |  |  | Rotary cam switch 7GN series, changeover switch 2 poles 125A, for rear mounting with black handle, front plate 90X90mm | http://datasheet.lovatoelectric.com/Rotary_cam_switches/ENG/7GN12552O.pdf | Commutatore a camme serie 7GN, commutatore 2 poli da 125A in esecuzione per montaggio a fondo quadro con maniglia nera, mostrina 90X90mm | http://datasheet.lovatoelectric.com/Rotary_cam_switches/ITA/7GN12552O.pdf | Łącznik krzywkowy serii 7GN, przełącznik sieci, 2 pola, 125A, do montażu wewnątrz szafy z czarnym pokrętłem i tabliczką 90x90mm | http://datasheet.lovatoelectric.com/Rotary_cam_switches/POL/7GN12552O.pdf | Rotary cam switch 7GN series, changeover switch 2 poles 125A, for rear mounting with black handle, front plate 90X90mm | http://datasheet.lovatoelectric.com/Rotary_cam_switches/RON/7GN12552O.pdf
7GN12552P |  |  | Enclosed rotary cam switch 7GN series, changeover switch 2 poles 125A in plastic enclosure 180X254mm with black handle | http://datasheet.lovatoelectric.com/Rotary_cam_switches/ENG/7GN12552P.pdf | Commutatore a camme serie 7GN, commutatore 2 poli da 125A in cassetta plastica 180X254mm con maniglia nera | http://datasheet.lovatoelectric.com/Rotary_cam_switches/ITA/7GN12552P.pdf | Łącznik krzywkowy serii 7GN, przełącznik sieci, 2 pola, 125A, w obudowie 180x254mm i czarnym pokrętłem | http://datasheet.lovatoelectric.com/Rotary_cam_switches/POL/7GN12552P.pdf | Enclosed rotary cam switch 7GN series, changeover switch 2 poles 125A in plastic enclosure 180X254mm with black handle | http://datasheet.lovatoelectric.com/Rotary_cam_switches/RON/7GN12552P.pdf
7GN12552U |  |  | Rotary cam switch 7GN series, changeover switch 2 poles 125A, for front mounting with black handle, front plate 90X90mm | http://datasheet.lovatoelectric.com/Rotary_cam_switches/ENG/7GN12552U.pdf | Commutatore a camme serie 7GN, commutatore 2 poli da 125A in esecuzione per montaggio frontale con maniglia nera, mostrina 90X90mm | http://datasheet.lovatoelectric.com/Rotary_cam_switches/ITA/7GN12552U.pdf | Łącznik krzywkowy serii 7GN, przełącznik sieci, 2 pola, 125A, do montażu tablicowego, z czarnym pokrętłem i tabliczką 90x90mm | http://datasheet.lovatoelectric.com/Rotary_cam_switches/POL/7GN12552U.pdf | Rotary cam switch 7GN series, changeover switch 2 poles 125A, for front mounting with black handle, front plate 90X90mm | http://datasheet.lovatoelectric.com/Rotary_cam_switches/RON/7GN12552U.pdf
7GN12553O |  |  | Rotary cam switch 7GN series, changeover switch 3 poles 125A, for rear mounting with black handle, front plate 90X90mm | http://datasheet.lovatoelectric.com/Rotary_cam_switches/ENG/7GN12553O.pdf | Commutatore a camme serie 7GN, commutatore 3 poli da 125A in esecuzione per montaggio a fondo quadro con maniglia nera, mostrina 90X90mm | http://datasheet.lovatoelectric.com/Rotary_cam_switches/ITA/7GN12553O.pdf | Łącznik krzywkowy serii 7GN, przełącznik sieci, 3 pola, 125A, do montażu wewnątrz szafy z czarnym pokrętłem i tabliczką 90x90mm | http://datasheet.lovatoelectric.com/Rotary_cam_switches/POL/7GN12553O.pdf | Rotary cam switch 7GN series, changeover switch 3 poles 125A, for rear mounting with black handle, front plate 90X90mm | http://datasheet.lovatoelectric.com/Rotary_cam_switches/RON/7GN12553O.pdf
7GN12553P |  |  | Enclosed rotary cam switch 7GN series, changeover switch 3 poles 125A in plastic enclosure 180X254mm with black handle | http://datasheet.lovatoelectric.com/Rotary_cam_switches/ENG/7GN12553P.pdf | Commutatore a camme serie 7GN, commutatore 3 poli da 125A in cassetta plastica 180X254mm con maniglia nera | http://datasheet.lovatoelectric.com/Rotary_cam_switches/ITA/7GN12553P.pdf | Łącznik krzywkowy serii 7GN, przełącznik sieci, 3 pola, 125A, w obudowie 180x254mm i czarnym pokrętłem | http://datasheet.lovatoelectric.com/Rotary_cam_switches/POL/7GN12553P.pdf | Enclosed rotary cam switch 7GN series, changeover switch 3 poles 125A in plastic enclosure 180X254mm with black handle | http://datasheet.lovatoelectric.com/Rotary_cam_switches/RON/7GN12553P.pdf
7GN12553P25 |  |  |  | http://datasheet.lovatoelectric.com/Rotary_cam_switches/ENG/7GN12553P25.pdf |  | http://datasheet.lovatoelectric.com/Rotary_cam_switches/ITA/7GN12553P25.pdf |  | http://datasheet.lovatoelectric.com/Rotary_cam_switches/POL/7GN12553P25.pdf |  | http://datasheet.lovatoelectric.com/Rotary_cam_switches/RON/7GN12553P25.pdf
7GN12553U | 7GN12553U.JPG | http://datasheet.lovatoelectric.com/Rotary_cam_switches/products_images/7GN12553U.JPG | Rotary cam switch 7GN series, changeover switch 2 poles 125A, for front mounting with black handle, front plate 90X90mm | http://datasheet.lovatoelectric.com/Rotary_cam_switches/ENG/7GN12553U.pdf | Commutatore a camme serie 7GN, commutatore 3 poli da 125A in esecuzione per montaggio frontale con maniglia nera, mostrina 90X90mm | http://datasheet.lovatoelectric.com/Rotary_cam_switches/ITA/7GN12553U.pdf | Łącznik krzywkowy serii 7GN, przełącznik sieci, 2 pola, 125A, do montażu tablicowego, z czarnym pokrętłem i tabliczką 90x90mm | http://datasheet.lovatoelectric.com/Rotary_cam_switches/POL/7GN12553U.pdf | Rotary cam switch 7GN series, changeover switch 2 poles 125A, for front mounting with black handle, front plate 90X90mm | http://datasheet.lovatoelectric.com/Rotary_cam_switches/RON/7GN12553U.pdf
7GN12553U65 |  |  |  | http://datasheet.lovatoelectric.com/Rotary_cam_switches/ENG/7GN12553U65.pdf |  | http://datasheet.lovatoelectric.com/Rotary_cam_switches/ITA/7GN12553U65.pdf |  | http://datasheet.lovatoelectric.com/Rotary_cam_switches/POL/7GN12553U65.pdf |  | http://datasheet.lovatoelectric.com/Rotary_cam_switches/RON/7GN12553U65.pdf
7GN12555O |  |  | Rotary cam switch 7GN series, changeover switch without 0, 2 poles 125A, for rear mounting with black handle, front plate 90X90mm | http://datasheet.lovatoelectric.com/Rotary_cam_switches/ENG/7GN12555O.pdf | Commutatore a camme serie 7GN, deviatore 2 poli da 125A in esecuzione per montaggio a fondo quadro con maniglia nera, mostrina 90X90mm | http://datasheet.lovatoelectric.com/Rotary_cam_switches/ITA/7GN12555O.pdf | Łącznik krzywkowy serii 7GN, przełącznik sieci bez 0, 2 pola, 125A, do montażu wewnątrz szafy z czarnym pokrętłem i tabliczką 90x90mm | http://datasheet.lovatoelectric.com/Rotary_cam_switches/POL/7GN12555O.pdf | Rotary cam switch 7GN series, changeover switch without 0, 2 poles 125A, for rear mounting with black handle, front plate 90X90mm | http://datasheet.lovatoelectric.com/Rotary_cam_switches/RON/7GN12555O.pdf
7GN12555P |  |  | Enclosed rotary cam switch 7GN series, changeover switch without 0, 2 poles 125A in plastic enclosure 180X254mm with black handle | http://datasheet.lovatoelectric.com/Rotary_cam_switches/ENG/7GN12555P.pdf | Commutatore a camme serie 7GN, deviatore 2 poli da 125A in cassetta plastica 180X254mm con maniglia nera | http://datasheet.lovatoelectric.com/Rotary_cam_switches/ITA/7GN12555P.pdf | Łącznik krzywkowy serii 7GN, przełącznik sieci bez 0, 2 pola, 125A, w obudowie 180x254mm i czarnym pokrętłem | http://datasheet.lovatoelectric.com/Rotary_cam_switches/POL/7GN12555P.pdf | Enclosed rotary cam switch 7GN series, changeover switch without 0, 2 poles 125A in plastic enclosure 180X254mm with black handle | http://datasheet.lovatoelectric.com/Rotary_cam_switches/RON/7GN12555P.pdf
7GN12555U |  |  | Rotary cam switch 7GN series, changeover switch without 0, 2 poles 125A, for front mounting with black handle, front plate 90X90mm | http://datasheet.lovatoelectric.com/Rotary_cam_switches/ENG/7GN12555U.pdf | Commutatore a camme serie 7GN, deviatore 2 poli da 125A in esecuzione per montaggio frontale con maniglia nera, mostrina 90X90mm | http://datasheet.lovatoelectric.com/Rotary_cam_switches/ITA/7GN12555U.pdf | Łącznik krzywkowy serii 7GN, przełącznik sieci bez 0, 2 pola, 125A, do montażu tablicowego, z czarnym pokrętłem i tabliczką 90x90mm | http://datasheet.lovatoelectric.com/Rotary_cam_switches/POL/7GN12555U.pdf | Rotary cam switch 7GN series, changeover switch without 0, 2 poles 125A, for front mounting with black handle, front plate 90X90mm | http://datasheet.lovatoelectric.com/Rotary_cam_switches/RON/7GN12555U.pdf
7GN12556O |  |  | Rotary cam switch 7GN series, changeover switch without 0, 3 poles 125A, for rear mounting with black handle, front plate 90X90mm | http://datasheet.lovatoelectric.com/Rotary_cam_switches/ENG/7GN12556O.pdf | Commutatore a camme serie 7GN, deviatore 3 poli da 125A in esecuzione per montaggio a fondo quadro con maniglia nera, mostrina 90X90mm | http://datasheet.lovatoelectric.com/Rotary_cam_switches/ITA/7GN12556O.pdf | Łącznik krzywkowy serii 7GN, przełącznik sieci bez 0, 3 pola, 125A, do montażu wewnątrz szafy z czarnym pokrętłem i tabliczką 90x90mm | http://datasheet.lovatoelectric.com/Rotary_cam_switches/POL/7GN12556O.pdf | Rotary cam switch 7GN series, changeover switch without 0, 3 poles 125A, for rear mounting with black handle, front plate 90X90mm | http://datasheet.lovatoelectric.com/Rotary_cam_switches/RON/7GN12556O.pdf
7GN12556P |  |  | Enclosed rotary cam switch 7GN series, changeover switch without 0, 3 poles 125A in plastic enclosure 180X254mm with black handle | http://datasheet.lovatoelectric.com/Rotary_cam_switches/ENG/7GN12556P.pdf | Commutatore a camme serie 7GN, deviatore 3 poli da 125A in cassetta plastica 180X254mm con maniglia nera | http://datasheet.lovatoelectric.com/Rotary_cam_switches/ITA/7GN12556P.pdf | Łącznik krzywkowy serii 7GN, przełącznik sieci bez 0, 3 pola, 125A, w obudowie 180x254mm i czarnym pokrętłem | http://datasheet.lovatoelectric.com/Rotary_cam_switches/POL/7GN12556P.pdf | Enclosed rotary cam switch 7GN series, changeover switch without 0, 3 poles 125A in plastic enclosure 180X254mm with black handle | http://datasheet.lovatoelectric.com/Rotary_cam_switches/RON/7GN12556P.pdf
7GN12556U |  |  | Rotary cam switch 7GN series, changeover switch without 0, 2 poles 40A, for front mounting with black handle, front plate 65X65mm | http://datasheet.lovatoelectric.com/Rotary_cam_switches/ENG/7GN12556U.pdf | Commutatore a camme serie 7GN, deviatore 3 poli da 125A in esecuzione per montaggio frontale con maniglia nera, mostrina 90X90mm | http://datasheet.lovatoelectric.com/Rotary_cam_switches/ITA/7GN12556U.pdf | Łącznik krzywkowy serii 7GN, przełącznik sieci bez 0, 2 pola, 40A, do montażu tablicowego, z czarnym pokrętłem i tabliczką 65x65mm | http://datasheet.lovatoelectric.com/Rotary_cam_switches/POL/7GN12556U.pdf | Rotary cam switch 7GN series, changeover switch without 0, 2 poles 40A, for front mounting with black handle, front plate 65X65mm | http://datasheet.lovatoelectric.com/Rotary_cam_switches/RON/7GN12556U.pdf
7GN1255O |  |  | Rotary cam switch 7GN series, changeover switch without 0, 2 poles 16A, for rear mounting with black handle, front plate 48X48mm | http://datasheet.lovatoelectric.com/Rotary_cam_switches/ENG/7GN1255O.pdf | Commutatore a camme serie 7GN, deviatore 2 poli da 16A in esecuzione per montaggio a fondo quadro con maniglia nera, mostrina 48X48mm | http://datasheet.lovatoelectric.com/Rotary_cam_switches/ITA/7GN1255O.pdf | Łącznik krzywkowy serii 7GN, przełącznik sieci bez 0, 2 pola, 16A, do montażu wewnątrz szafy z czarnym pokrętłem i tabliczką 48x48mm | http://datasheet.lovatoelectric.com/Rotary_cam_switches/POL/7GN1255O.pdf | Rotary cam switch 7GN series, changeover switch without 0, 2 poles 16A, for rear mounting with black handle, front plate 48X48mm | http://datasheet.lovatoelectric.com/Rotary_cam_switches/RON/7GN1255O.pdf
7GN1255O48 |  |  | Rotary cam switch 7GN series, changeover switch without 0, 2 poles 16A, modular service cover for 35mm DIN reail mounting with black handle, front plate 45X54mm | http://datasheet.lovatoelectric.com/Rotary_cam_switches/ENG/7GN1255O48.pdf | Commutatore a camme serie 7GN, deviatore 2 poli da 16A in esecuzione modulare per montaggio su guida DIN con maniglia nera, mostrina 45X54mm | http://datasheet.lovatoelectric.com/Rotary_cam_switches/ITA/7GN1255O48.pdf | Łącznik krzywkowy serii 7GN, przełącznik sieci bez 0, 2 pola, 16A, wykonanie modułowe do montażu na szynie DIN 35mm, z czarnym pokrętłem i tabliczką 45x54mm | http://datasheet.lovatoelectric.com/Rotary_cam_switches/POL/7GN1255O48.pdf | Rotary cam switch 7GN series, changeover switch without 0, 2 poles 16A, modular service cover for 35mm DIN reail mounting with black handle, front plate 45X54mm | http://datasheet.lovatoelectric.com/Rotary_cam_switches/RON/7GN1255O48.pdf
7GN1255P |  |  | Enclosed rotary cam switch 7GN series, changeover switch without 0, 2 poles 16A in plastic enclosure 75X75mm with black handle | http://datasheet.lovatoelectric.com/Rotary_cam_switches/ENG/7GN1255P.pdf | Commutatore a camme serie 7GN, deviatore 2 poli da 16A in cassetta plastica 75X75mm con maniglia nera | http://datasheet.lovatoelectric.com/Rotary_cam_switches/ITA/7GN1255P.pdf | Łącznik krzywkowy serii 7GN, przełącznik sieci bez 0, 2 pola, 16A, w obudowie 75x75mm i czarnym pokrętłem | http://datasheet.lovatoelectric.com/Rotary_cam_switches/POL/7GN1255P.pdf | Enclosed rotary cam switch 7GN series, changeover switch without 0, 2 poles 16A in plastic enclosure 75X75mm with black handle | http://datasheet.lovatoelectric.com/Rotary_cam_switches/RON/7GN1255P.pdf
7GN1255U | 7GN1255U.JPG | http://datasheet.lovatoelectric.com/Rotary_cam_switches/products_images/7GN1255U.JPG | Rotary cam switch 7GN series, changeover switch without 0, 2 poles 16A, for front mounting with black handle, front plate 48X48mm | http://datasheet.lovatoelectric.com/Rotary_cam_switches/ENG/7GN1255U.pdf | Commutatore a camme serie 7GN, deviatore 2 poli da 16A in esecuzione per montaggio frontale con maniglia nera, mostrina 48X48mm | http://datasheet.lovatoelectric.com/Rotary_cam_switches/ITA/7GN1255U.pdf | Łącznik krzywkowy serii 7GN, przełącznik sieci bez 0, 2 pola, 16A, do montażu tablicowego, z czarnym pokrętłem i tabliczką 48x48mm | http://datasheet.lovatoelectric.com/Rotary_cam_switches/POL/7GN1255U.pdf | Rotary cam switch 7GN series, changeover switch without 0, 2 poles 16A, for front mounting with black handle, front plate 48X48mm | http://datasheet.lovatoelectric.com/Rotary_cam_switches/RON/7GN1255U.pdf
7GN1255U11 |  |  | Rotary cam switch 7GN series, changeover switch without 0, 2 poles 16A, for front mounting with black handle without front plate for hole Ø22mm fixing | http://datasheet.lovatoelectric.com/Rotary_cam_switches/ENG/7GN1255U11.pdf | Commutatore a camme serie 7GN, deviatore 2 poli da 16A in esecuzione per montaggio frontale con maniglia nera senza mostrina con fissaggio foro diametro 22mm | http://datasheet.lovatoelectric.com/Rotary_cam_switches/ITA/7GN1255U11.pdf | Łącznik krzywkowy serii 7GN, przełącznik sieci bez 0, 2 pola, 16A, do montażu tablicowego w otworze 22mm, z czarnym pokrętłem bez tabliczki | http://datasheet.lovatoelectric.com/Rotary_cam_switches/POL/7GN1255U11.pdf | Rotary cam switch 7GN series, changeover switch without 0, 2 poles 16A, for front mounting with black handle without front plate for hole Ø22mm fixing | http://datasheet.lovatoelectric.com/Rotary_cam_switches/RON/7GN1255U11.pdf
7GN1255U12 |  |  | Rotary cam switch 7GN series, changeover switch without 0, 2 poles 16A, for front mounting without front plate with key operation for hole Ø22mm fixing | http://datasheet.lovatoelectric.com/Rotary_cam_switches/ENG/7GN1255U12.pdf | Commutatore a camme serie 7GN, deviatore 2 poli da 16A in esecuzione per montaggio frontale senza mostrina con comando a chiave e fissaggio foro diametro 22mm | http://datasheet.lovatoelectric.com/Rotary_cam_switches/ITA/7GN1255U12.pdf | Łącznik krzywkowy serii 7GN, przełącznik sieci bez 0, 2 pola, 16A, do montażu tablicowego w otworze 22mm, sterowanie kluczem, bez tabliczki | http://datasheet.lovatoelectric.com/Rotary_cam_switches/POL/7GN1255U12.pdf | Rotary cam switch 7GN series, changeover switch without 0, 2 poles 16A, for front mounting without front plate with key operation for hole Ø22mm fixing | http://datasheet.lovatoelectric.com/Rotary_cam_switches/RON/7GN1255U12.pdf
7GN1255U47 |  |  | Rotary cam switch 7GN series, changeover switch without 0, 2 poles 16A, for snap on front mounting with black handle for hole Ø22mm fixing, front plate 48X48mm | http://datasheet.lovatoelectric.com/Rotary_cam_switches/ENG/7GN1255U47.pdf | Commutatore a camme serie 7GN, deviatore 2 poli da 16A in esecuzione per montaggio frontale con maniglia nera e fissaggio a scatto per foro diametro 22mm, mostrina 48X48mm | http://datasheet.lovatoelectric.com/Rotary_cam_switches/ITA/7GN1255U47.pdf | Łącznik krzywkowy serii 7GN, przełącznik sieci bez 0, 2 pola, 16A, do montażu tablicowego w otworze 22mm z czarnym pokrętłem, montowanym na zatrzask do korpusu i tabliczką 48x48mm | http://datasheet.lovatoelectric.com/Rotary_cam_switches/POL/7GN1255U47.pdf | Rotary cam switch 7GN series, changeover switch without 0, 2 poles 16A, for snap on front mounting with black handle for hole Ø22mm fixing, front plate 48X48mm | http://datasheet.lovatoelectric.com/Rotary_cam_switches/RON/7GN1255U47.pdf
7GN12569O |  |  | Rotary cam switch 7GN series, changeover switch without 0, 4 poles 125A, for rear mounting with black handle, front plate 90X90mm | http://datasheet.lovatoelectric.com/Rotary_cam_switches/ENG/7GN12569O.pdf | Commutatore a camme serie 7GN, deviatore 4 poli da 125A in esecuzione per montaggio a fondo quadro con maniglia nera, mostrina 90X90mm | http://datasheet.lovatoelectric.com/Rotary_cam_switches/ITA/7GN12569O.pdf | Łącznik krzywkowy serii 7GN, przełącznik sieci bez 0, 4 pola, 125A, do montażu wewnątrz szafy z czarnym pokrętłem i tabliczką 90x90mm | http://datasheet.lovatoelectric.com/Rotary_cam_switches/POL/7GN12569O.pdf | Rotary cam switch 7GN series, changeover switch without 0, 4 poles 125A, for rear mounting with black handle, front plate 90X90mm | http://datasheet.lovatoelectric.com/Rotary_cam_switches/RON/7GN12569O.pdf
7GN12569P |  |  | Enclosed rotary cam switch 7GN series, changeover switch without 0, 4 poles 125A in plastic enclosure 180X254mm with black handle | http://datasheet.lovatoelectric.com/Rotary_cam_switches/ENG/7GN12569P.pdf | Commutatore a camme serie 7GN, deviatore 4 poli da 125A in cassetta plastica 180X254mm con maniglia nera | http://datasheet.lovatoelectric.com/Rotary_cam_switches/ITA/7GN12569P.pdf | Łącznik krzywkowy serii 7GN, przełącznik sieci bez 0, 4 pola, 125A, w obudowie 180x254mm i czarnym pokrętłem | http://datasheet.lovatoelectric.com/Rotary_cam_switches/POL/7GN12569P.pdf | Enclosed rotary cam switch 7GN series, changeover switch without 0, 4 poles 125A in plastic enclosure 180X254mm with black handle | http://datasheet.lovatoelectric.com/Rotary_cam_switches/RON/7GN12569P.pdf
7GN12569U |  |  | Rotary cam switch 7GN series, changeover switch without 0, 4 poles 63A, for front mounting with black handle, front plate 65X65mm | http://datasheet.lovatoelectric.com/Rotary_cam_switches/ENG/7GN12569U.pdf | Commutatore a camme serie 7GN, deviatore 4 poli da 125A in esecuzione per montaggio frontale con maniglia nera, mostrina 90X90mm | http://datasheet.lovatoelectric.com/Rotary_cam_switches/ITA/7GN12569U.pdf | Łącznik krzywkowy serii 7GN, przełącznik sieci bez 0, 4 pola, 63A, do montażu tablicowego, z czarnym pokrętłem i tabliczką 65x65mm | http://datasheet.lovatoelectric.com/Rotary_cam_switches/POL/7GN12569U.pdf | Rotary cam switch 7GN series, changeover switch without 0, 4 poles 63A, for front mounting with black handle, front plate 65X65mm | http://datasheet.lovatoelectric.com/Rotary_cam_switches/RON/7GN12569U.pdf
7GN1256O |  |  | Rotary cam switch 7GN series, changeover switch without 0, 3 poles 16A, for rear mounting with black handle, front plate 48X48mm | http://datasheet.lovatoelectric.com/Rotary_cam_switches/ENG/7GN1256O.pdf | Commutatore a camme serie 7GN, deviatore 3 poli da 16A in esecuzione per montaggio a fondo quadro con maniglia nera, mostrina 48X48mm | http://datasheet.lovatoelectric.com/Rotary_cam_switches/ITA/7GN1256O.pdf | Łącznik krzywkowy serii 7GN, przełącznik sieci bez 0, 3 pola, 16A, do montażu wewnątrz szafy z czarnym pokrętłem i tabliczką 48x48mm | http://datasheet.lovatoelectric.com/Rotary_cam_switches/POL/7GN1256O.pdf | Rotary cam switch 7GN series, changeover switch without 0, 3 poles 16A, for rear mounting with black handle, front plate 48X48mm | http://datasheet.lovatoelectric.com/Rotary_cam_switches/RON/7GN1256O.pdf
7GN1256O48 |  |  | Rotary cam switch 7GN series, changeover switch without 0, 3 poles 16A, modular service cover for 35mm DIN reail mounting with black handle, front plate 45X54mm | http://datasheet.lovatoelectric.com/Rotary_cam_switches/ENG/7GN1256O48.pdf | Commutatore a camme serie 7GN, deviatore 3 poli da 16A in esecuzione modulare per montaggio su guida DIN con maniglia nera, mostrina 45X54mm | http://datasheet.lovatoelectric.com/Rotary_cam_switches/ITA/7GN1256O48.pdf | Łącznik krzywkowy serii 7GN, przełącznik sieci bez 0, 3 pola, 16A, wykonanie modułowe do montażu na szynie DIN 35mm, z czarnym pokrętłem i tabliczką 45x54mm | http://datasheet.lovatoelectric.com/Rotary_cam_switches/POL/7GN1256O48.pdf | Rotary cam switch 7GN series, changeover switch without 0, 3 poles 16A, modular service cover for 35mm DIN reail mounting with black handle, front plate 45X54mm | http://datasheet.lovatoelectric.com/Rotary_cam_switches/RON/7GN1256O48.pdf
7GN1256P |  |  | Enclosed rotary cam switch 7GN series, changeover switch without 0, 3 poles 16A in plastic enclosure 75X75mm with black handle | http://datasheet.lovatoelectric.com/Rotary_cam_switches/ENG/7GN1256P.pdf | Commutatore a camme serie 7GN, deviatore 3 poli da 16A in cassetta plastica 75X75mm con maniglia nera | http://datasheet.lovatoelectric.com/Rotary_cam_switches/ITA/7GN1256P.pdf | Łącznik krzywkowy serii 7GN, przełącznik sieci bez 0, 3 pola, 16A, w obudowie 75x75mm i czarnym pokrętłem | http://datasheet.lovatoelectric.com/Rotary_cam_switches/POL/7GN1256P.pdf | Enclosed rotary cam switch 7GN series, changeover switch without 0, 3 poles 16A in plastic enclosure 75X75mm with black handle | http://datasheet.lovatoelectric.com/Rotary_cam_switches/RON/7GN1256P.pdf
7GN1256U | 7GN1256U.JPG | http://datasheet.lovatoelectric.com/Rotary_cam_switches/products_images/7GN1256U.JPG | Rotary cam switch 7GN series, changeover switch without 0, 3 poles 16A, for front mounting with black handle, front plate 48X48mm | http://datasheet.lovatoelectric.com/Rotary_cam_switches/ENG/7GN1256U.pdf | Commutatore a camme serie 7GN, deviatore 3 poli da 16A in esecuzione per montaggio frontale con maniglia nera, mostrina 48X48mm | http://datasheet.lovatoelectric.com/Rotary_cam_switches/ITA/7GN1256U.pdf | Łącznik krzywkowy serii 7GN, przełącznik sieci bez 0, 3 pola, 16A, do montażu tablicowego, z czarnym pokrętłem i tabliczką 48x48mm | http://datasheet.lovatoelectric.com/Rotary_cam_switches/POL/7GN1256U.pdf | Rotary cam switch 7GN series, changeover switch without 0, 3 poles 16A, for front mounting with black handle, front plate 48X48mm | http://datasheet.lovatoelectric.com/Rotary_cam_switches/RON/7GN1256U.pdf
7GN1256U11 |  |  | Rotary cam switch 7GN series, changeover switch without 0, 3 poles 16A, for front mounting with black handle without front plate for hole Ø22mm fixing | http://datasheet.lovatoelectric.com/Rotary_cam_switches/ENG/7GN1256U11.pdf | Commutatore a camme serie 7GN, deviatore 3 poli da 16A in esecuzione per montaggio frontale con maniglia nera senza mostrina con fissaggio foro diametro 22mm | http://datasheet.lovatoelectric.com/Rotary_cam_switches/ITA/7GN1256U11.pdf | Łącznik krzywkowy serii 7GN, przełącznik sieci bez 0, 3 pola, 16A, do montażu tablicowego w otworze 22mm, z czarnym pokrętłem bez tabliczki | http://datasheet.lovatoelectric.com/Rotary_cam_switches/POL/7GN1256U11.pdf | Rotary cam switch 7GN series, changeover switch without 0, 3 poles 16A, for front mounting with black handle without front plate for hole Ø22mm fixing | http://datasheet.lovatoelectric.com/Rotary_cam_switches/RON/7GN1256U11.pdf
7GN1256U12 |  |  | Rotary cam switch 7GN series, changeover switch without 0, 3 poles 16A, for front mounting without front plate with key operation for hole Ø22mm fixing | http://datasheet.lovatoelectric.com/Rotary_cam_switches/ENG/7GN1256U12.pdf | Commutatore a camme serie 7GN, deviatore 3 poli da 16A in esecuzione per montaggio frontale senza mostrina con comando a chiave e fissaggio foro diametro 22mm | http://datasheet.lovatoelectric.com/Rotary_cam_switches/ITA/7GN1256U12.pdf | Łącznik krzywkowy serii 7GN, przełącznik sieci bez 0, 3 pola, 16A, do montażu tablicowego w otworze 22mm, sterowanie kluczem, bez tabliczki | http://datasheet.lovatoelectric.com/Rotary_cam_switches/POL/7GN1256U12.pdf | Rotary cam switch 7GN series, changeover switch without 0, 3 poles 16A, for front mounting without front plate with key operation for hole Ø22mm fixing | http://datasheet.lovatoelectric.com/Rotary_cam_switches/RON/7GN1256U12.pdf
7GN1256U47 |  |  | Rotary cam switch 7GN series, changeover switch without 0, 3 poles 16A, for snap on front mounting with black handle for hole Ø22mm fixing, front plate 48X48mm | http://datasheet.lovatoelectric.com/Rotary_cam_switches/ENG/7GN1256U47.pdf | Commutatore a camme serie 7GN, deviatore 3 poli da 16A in esecuzione per montaggio frontale con maniglia nera e fissaggio a scatto per foro diametro 22mm, mostrina 48X48mm | http://datasheet.lovatoelectric.com/Rotary_cam_switches/ITA/7GN1256U47.pdf | Łącznik krzywkowy serii 7GN, przełącznik sieci bez 0, 3 pola, 16A, do montażu tablicowego w otworze 22mm z czarnym pokrętłem, montowanym na zatrzask do korpusu i tabliczką 48x48mm | http://datasheet.lovatoelectric.com/Rotary_cam_switches/POL/7GN1256U47.pdf | Rotary cam switch 7GN series, changeover switch without 0, 3 poles 16A, for snap on front mounting with black handle for hole Ø22mm fixing, front plate 48X48mm | http://datasheet.lovatoelectric.com/Rotary_cam_switches/RON/7GN1256U47.pdf
7GN12575O |  |  | Rotary cam switch 7GN series, changeover switch 4 poles 125A, for rear mounting with black handle, front plate 90X90mm | http://datasheet.lovatoelectric.com/Rotary_cam_switches/ENG/7GN12575O.pdf | Commutatore a camme serie 7GN, commutatore 4 poli da 125A in esecuzione per montaggio a fondo quadro con maniglia nera, mostrina 90X90mm | http://datasheet.lovatoelectric.com/Rotary_cam_switches/ITA/7GN12575O.pdf | Łącznik krzywkowy serii 7GN, przełącznik sieci, 4 pola, 125A, do montażu wewnątrz szafy z czarnym pokrętłem i tabliczką 90x90mm | http://datasheet.lovatoelectric.com/Rotary_cam_switches/POL/7GN12575O.pdf | Rotary cam switch 7GN series, changeover switch 4 poles 125A, for rear mounting with black handle, front plate 90X90mm | http://datasheet.lovatoelectric.com/Rotary_cam_switches/RON/7GN12575O.pdf
7GN12575P |  |  | Enclosed rotary cam switch 7GN series, changeover switch 4 poles 125A in plastic enclosure 180X254mm with black handle | http://datasheet.lovatoelectric.com/Rotary_cam_switches/ENG/7GN12575P.pdf | Commutatore a camme serie 7GN, commutatore 4 poli da 125A in cassetta plastica 180X254mm con maniglia nera | http://datasheet.lovatoelectric.com/Rotary_cam_switches/ITA/7GN12575P.pdf | Łącznik krzywkowy serii 7GN, przełącznik sieci, 4 pola, 125A, w obudowie 180x254mm i czarnym pokrętłem | http://datasheet.lovatoelectric.com/Rotary_cam_switches/POL/7GN12575P.pdf | Enclosed rotary cam switch 7GN series, changeover switch 4 poles 125A in plastic enclosure 180X254mm with black handle | http://datasheet.lovatoelectric.com/Rotary_cam_switches/RON/7GN12575P.pdf
7GN12575U | 7GN12575U.JPG | http://datasheet.lovatoelectric.com/Rotary_cam_switches/products_images/7GN12575U.JPG | Rotary cam switch 7GN series, changeover switch 4 poles 125A, for front mounting with black handle, front plate 65X65mm | http://datasheet.lovatoelectric.com/Rotary_cam_switches/ENG/7GN12575U.pdf | Commutatore a camme serie 7GN, commutatore 4 poli da 125A in esecuzione per montaggio frontale con maniglia nera, mostrina 90X90mm | http://datasheet.lovatoelectric.com/Rotary_cam_switches/ITA/7GN12575U.pdf | Łącznik krzywkowy serii 7GN, przełącznik sieci, 4 pola, 125A, do montażu tablicowego, z czarnym pokrętłem i tabliczką 65x65mm | http://datasheet.lovatoelectric.com/Rotary_cam_switches/POL/7GN12575U.pdf | Rotary cam switch 7GN series, changeover switch 4 poles 125A, for front mounting with black handle, front plate 65X65mm | http://datasheet.lovatoelectric.com/Rotary_cam_switches/RON/7GN12575U.pdf
7GN12582O |  |  | Rotary cam switch 7GN series, multi-step 1-2-3, 1 pole 40A, for rear mounting with black handle, front plate 65X65mm | http://datasheet.lovatoelectric.com/Rotary_cam_switches/ENG/7GN12582O.pdf | Commutatore a camme serie 7GN, multivia 1-2-3 1 polo da 40A in esecuzione per montaggio a fondo quadro con maniglia nera, mostrina 65X65mm | http://datasheet.lovatoelectric.com/Rotary_cam_switches/ITA/7GN12582O.pdf | Łącznik krzywkowy serii 7GN, wielopozycyjny 1-2-3, 1 pole, 40A, do montażu wewnątrz szafy z czarnym pokrętłem i tabliczką 65x65mm | http://datasheet.lovatoelectric.com/Rotary_cam_switches/POL/7GN12582O.pdf | Rotary cam switch 7GN series, multi-step 1-2-3, 1 pole 40A, for rear mounting with black handle, front plate 65X65mm | http://datasheet.lovatoelectric.com/Rotary_cam_switches/RON/7GN12582O.pdf
7GN12582P |  |  | Enclosed rotary cam switch 7GN series, multi-step 1-2-3, 1 pole 40A in plastic enclosure 110X110mm with black handle | http://datasheet.lovatoelectric.com/Rotary_cam_switches/ENG/7GN12582P.pdf | Commutatore a camme serie 7GN, multivia 1-2-3 1 polo da 40A in cassetta plastica 110X110mm con maniglia nera | http://datasheet.lovatoelectric.com/Rotary_cam_switches/ITA/7GN12582P.pdf | Łącznik krzywkowy serii 7GN, wielopozycyjny 1-2-3, 1 pole, 40A, w obudowie 110x110mm i czarnym pokrętłem | http://datasheet.lovatoelectric.com/Rotary_cam_switches/POL/7GN12582P.pdf | Enclosed rotary cam switch 7GN series, multi-step 1-2-3, 1 pole 40A in plastic enclosure 110X110mm with black handle | http://datasheet.lovatoelectric.com/Rotary_cam_switches/RON/7GN12582P.pdf
7GN12582U |  |  | Rotary cam switch 7GN series, multi-step 1-2-3, 1 pole 125A, for front mounting with black handle, front plate 90X90mm | http://datasheet.lovatoelectric.com/Rotary_cam_switches/ENG/7GN12582U.pdf | Commutatore a camme serie 7GN, multivia 1-2-3 1 polo da 125A in esecuzione per montaggio frontale con maniglia nera, mostrina 90X90mm | http://datasheet.lovatoelectric.com/Rotary_cam_switches/ITA/7GN12582U.pdf | Łącznik krzywkowy serii 7GN, wielopozycyjny 1-2-3, 1 pole, 125A, do montażu tablicowego, z czarnym pokrętłem i tabliczką 90x90mm | http://datasheet.lovatoelectric.com/Rotary_cam_switches/POL/7GN12582U.pdf | Rotary cam switch 7GN series, multi-step 1-2-3, 1 pole 125A, for front mounting with black handle, front plate 90X90mm | http://datasheet.lovatoelectric.com/Rotary_cam_switches/RON/7GN12582U.pdf
7GN12583O |  |  | Rotary cam switch 7GN series, multi-step 1-2-3-4, 1 pole 125A, for rear mounting with black handle, front plate 90X90mm | http://datasheet.lovatoelectric.com/Rotary_cam_switches/ENG/7GN12583O.pdf | Commutatore a camme serie 7GN, multivia 1-2-3-4 1 polo da 125A in esecuzione per montaggio a fondo quadro con maniglia nera, mostrina 90X90mm | http://datasheet.lovatoelectric.com/Rotary_cam_switches/ITA/7GN12583O.pdf | Łącznik krzywkowy serii 7GN, wielopozycyjny 1-2-3-4, 1 pole, 125A, do montażu wewnątrz szafy z czarnym pokrętłem i tabliczką 90x90mm | http://datasheet.lovatoelectric.com/Rotary_cam_switches/POL/7GN12583O.pdf | Rotary cam switch 7GN series, multi-step 1-2-3-4, 1 pole 125A, for rear mounting with black handle, front plate 90X90mm | http://datasheet.lovatoelectric.com/Rotary_cam_switches/RON/7GN12583O.pdf
7GN12583P |  |  | Enclosed rotary cam switch 7GN series, multi-step 1-2-3-4, 1 pole 125A in plastic enclosure 180X254mm with black handle | http://datasheet.lovatoelectric.com/Rotary_cam_switches/ENG/7GN12583P.pdf | Commutatore a camme serie 7GN, multivia 1-2-3-4 1 polo da 125A in cassetta plastica 180X254mm con maniglia nera | http://datasheet.lovatoelectric.com/Rotary_cam_switches/ITA/7GN12583P.pdf | Łącznik krzywkowy serii 7GN, wielopozycyjny 1-2-3-4, 1 pole, 125A, w obudowie 180x254mm i czarnym pokrętłem | http://datasheet.lovatoelectric.com/Rotary_cam_switches/POL/7GN12583P.pdf | Enclosed rotary cam switch 7GN series, multi-step 1-2-3-4, 1 pole 125A in plastic enclosure 180X254mm with black handle | http://datasheet.lovatoelectric.com/Rotary_cam_switches/RON/7GN12583P.pdf
7GN12583U |  |  | Rotary cam switch 7GN series, multi-step 1-2-3-4, 1 pole 125A, for front mounting with black handle, front plate 90X90mm | http://datasheet.lovatoelectric.com/Rotary_cam_switches/ENG/7GN12583U.pdf | Commutatore a camme serie 7GN, multivia 1-2-3-4 1 polo da 125A in esecuzione per montaggio frontale con maniglia nera, mostrina 90X90mm | http://datasheet.lovatoelectric.com/Rotary_cam_switches/ITA/7GN12583U.pdf | Łącznik krzywkowy serii 7GN, wielopozycyjny 1-2-3-4, 1 pole, 125A, do montażu tablicowego, z czarnym pokrętłem i tabliczką 90x90mm | http://datasheet.lovatoelectric.com/Rotary_cam_switches/POL/7GN12583U.pdf | Rotary cam switch 7GN series, multi-step 1-2-3-4, 1 pole 125A, for front mounting with black handle, front plate 90X90mm | http://datasheet.lovatoelectric.com/Rotary_cam_switches/RON/7GN12583U.pdf
7GN12584O |  |  | Rotary cam switch 7GN series, multi-step 1-2-3-4-5, 1 pole 40A, for rear mounting with black handle, front plate 65X65mm | http://datasheet.lovatoelectric.com/Rotary_cam_switches/ENG/7GN12584O.pdf | Commutatore a camme serie 7GN, multivia 1-2-3-4-5 1 polo da 40A in esecuzione per montaggio a fondo quadro con maniglia nera, mostrina 65X65mm | http://datasheet.lovatoelectric.com/Rotary_cam_switches/ITA/7GN12584O.pdf | Łącznik krzywkowy serii 7GN, wielopozycyjny 1-2-3-4-5, 1 pole, 40A, do montażu wewnątrz szafy z czarnym pokrętłem i tabliczką 65x65mm | http://datasheet.lovatoelectric.com/Rotary_cam_switches/POL/7GN12584O.pdf | Rotary cam switch 7GN series, multi-step 1-2-3-4-5, 1 pole 40A, for rear mounting with black handle, front plate 65X65mm | http://datasheet.lovatoelectric.com/Rotary_cam_switches/RON/7GN12584O.pdf
7GN12584P |  |  | Enclosed rotary cam switch 7GN series, multi-step 1-2-3-4-5, 1 pole 125A in plastic enclosure 180X254mm with black handle | http://datasheet.lovatoelectric.com/Rotary_cam_switches/ENG/7GN12584P.pdf | Commutatore a camme serie 7GN, multivia 1-2-3-4-5 1 polo da 125A in cassetta plastica 180X254mm con maniglia nera | http://datasheet.lovatoelectric.com/Rotary_cam_switches/ITA/7GN12584P.pdf | Łącznik krzywkowy serii 7GN, wielopozycyjny 1-2-3-4-5, 1 pole, 125A, w obudowie 180x254mm i czarnym pokrętłem | http://datasheet.lovatoelectric.com/Rotary_cam_switches/POL/7GN12584P.pdf | Enclosed rotary cam switch 7GN series, multi-step 1-2-3-4-5, 1 pole 125A in plastic enclosure 180X254mm with black handle | http://datasheet.lovatoelectric.com/Rotary_cam_switches/RON/7GN12584P.pdf
7GN12584U |  |  | Rotary cam switch 7GN series, multi-step 1-2-3-4-5, 1 pole 125A, for front mounting with black handle, front plate 90X90mm | http://datasheet.lovatoelectric.com/Rotary_cam_switches/ENG/7GN12584U.pdf | Commutatore a camme serie 7GN, multivia 1-2-3-4-5 1 polo da 125A in esecuzione per montaggio frontale con maniglia nera, mostrina 90X90mm | http://datasheet.lovatoelectric.com/Rotary_cam_switches/ITA/7GN12584U.pdf | Łącznik krzywkowy serii 7GN, wielopozycyjny 1-2-3-4-5, 1 pole, 125A, do montażu tablicowego, z czarnym pokrętłem i tabliczką 90x90mm | http://datasheet.lovatoelectric.com/Rotary_cam_switches/POL/7GN12584U.pdf | Rotary cam switch 7GN series, multi-step 1-2-3-4-5, 1 pole 125A, for front mounting with black handle, front plate 90X90mm | http://datasheet.lovatoelectric.com/Rotary_cam_switches/RON/7GN12584U.pdf
7GN12585O |  |  | Rotary cam switch 7GN series, multi-step 1-2-3-4-5-6, 1 pole 40A, for rear mounting with black handle, front plate 65X65mm | http://datasheet.lovatoelectric.com/Rotary_cam_switches/ENG/7GN12585O.pdf | Commutatore a camme serie 7GN, multivia 1-2-3-4-5-6 1 polo da 40A in esecuzione per montaggio a fondo quadro con maniglia nera, mostrina 65X65mm | http://datasheet.lovatoelectric.com/Rotary_cam_switches/ITA/7GN12585O.pdf | Łącznik krzywkowy serii 7GN, wielopozycyjny 1-2-3-4-5-6, 1 pole, 40A, do montażu wewnątrz szafy z czarnym pokrętłem i tabliczką 65x65mm | http://datasheet.lovatoelectric.com/Rotary_cam_switches/POL/7GN12585O.pdf | Rotary cam switch 7GN series, multi-step 1-2-3-4-5-6, 1 pole 40A, for rear mounting with black handle, front plate 65X65mm | http://datasheet.lovatoelectric.com/Rotary_cam_switches/RON/7GN12585O.pdf
7GN12585U |  |  | Rotary cam switch 7GN series, multi-step 1-2-3-4-5-6, 1 pole 125A, for front mounting with black handle, front plate 90X90mm | http://datasheet.lovatoelectric.com/Rotary_cam_switches/ENG/7GN12585U.pdf | Commutatore a camme serie 7GN, multivia 1-2-3-4-5-6 1 polo da 125A in esecuzione per montaggio frontale con maniglia nera, mostrina 90X90mm | http://datasheet.lovatoelectric.com/Rotary_cam_switches/ITA/7GN12585U.pdf | Łącznik krzywkowy serii 7GN, wielopozycyjny 1-2-3-4-5-6, 1 pole, 125A, do montażu tablicowego, z czarnym pokrętłem i tabliczką 90x90mm | http://datasheet.lovatoelectric.com/Rotary_cam_switches/POL/7GN12585U.pdf | Rotary cam switch 7GN series, multi-step 1-2-3-4-5-6, 1 pole 125A, for front mounting with black handle, front plate 90X90mm | http://datasheet.lovatoelectric.com/Rotary_cam_switches/RON/7GN12585U.pdf
7GN12586O |  |  | Rotary cam switch 7GN series, multi-step 1-2-3, 2 poles 125A, for rear mounting with black handle, front plate 90X90mm | http://datasheet.lovatoelectric.com/Rotary_cam_switches/ENG/7GN12586O.pdf | Commutatore a camme serie 7GN, multivia 1-2-3 2 poli da 125A in esecuzione per montaggio a fondo quadro con maniglia nera, mostrina 90X90mm | http://datasheet.lovatoelectric.com/Rotary_cam_switches/ITA/7GN12586O.pdf | Łącznik krzywkowy serii 7GN, wielopozycyjny 1-2-3, 2 pola, 125A, do montażu wewnątrz szafy z czarnym pokrętłem i tabliczką 90x90mm | http://datasheet.lovatoelectric.com/Rotary_cam_switches/POL/7GN12586O.pdf | Rotary cam switch 7GN series, multi-step 1-2-3, 2 poles 125A, for rear mounting with black handle, front plate 90X90mm | http://datasheet.lovatoelectric.com/Rotary_cam_switches/RON/7GN12586O.pdf
7GN12586P |  |  |  | http://datasheet.lovatoelectric.com/Rotary_cam_switches/ENG/7GN12586P.pdf |  | http://datasheet.lovatoelectric.com/Rotary_cam_switches/ITA/7GN12586P.pdf |  | http://datasheet.lovatoelectric.com/Rotary_cam_switches/POL/7GN12586P.pdf |  | http://datasheet.lovatoelectric.com/Rotary_cam_switches/RON/7GN12586P.pdf
7GN12586U |  |  | Rotary cam switch 7GN series, multi-step 1-2-3, 2 poles 125A, for front mounting with black handle, front plate 90X90mm | http://datasheet.lovatoelectric.com/Rotary_cam_switches/ENG/7GN12586U.pdf | Commutatore a camme serie 7GN, multivia 1-2-3 2 poli da 125A in esecuzione per montaggio frontale con maniglia nera, mostrina 90X90mm | http://datasheet.lovatoelectric.com/Rotary_cam_switches/ITA/7GN12586U.pdf | Łącznik krzywkowy serii 7GN, wielopozycyjny 1-2-3, 2 pola, 125A, do montażu tablicowego, z czarnym pokrętłem i tabliczką 90x90mm | http://datasheet.lovatoelectric.com/Rotary_cam_switches/POL/7GN12586U.pdf | Rotary cam switch 7GN series, multi-step 1-2-3, 2 poles 125A, for front mounting with black handle, front plate 90X90mm | http://datasheet.lovatoelectric.com/Rotary_cam_switches/RON/7GN12586U.pdf
7GN12587O |  |  | Rotary cam switch 7GN series, multi-step 1-2-3-4, 2 poles 125A, for rear mounting with black handle, front plate 90X90mm | http://datasheet.lovatoelectric.com/Rotary_cam_switches/ENG/7GN12587O.pdf | Commutatore a camme serie 7GN, multivia 1-2-3-4 2 poli da 125A in esecuzione per montaggio a fondo quadro con maniglia nera, mostrina 90X90mm | http://datasheet.lovatoelectric.com/Rotary_cam_switches/ITA/7GN12587O.pdf | Łącznik krzywkowy serii 7GN, wielopozycyjny 1-2-3-4, 2 pola, 125A, do montażu wewnątrz szafy z czarnym pokrętłem i tabliczką 90x90mm | http://datasheet.lovatoelectric.com/Rotary_cam_switches/POL/7GN12587O.pdf | Rotary cam switch 7GN series, multi-step 1-2-3-4, 2 poles 125A, for rear mounting with black handle, front plate 90X90mm | http://datasheet.lovatoelectric.com/Rotary_cam_switches/RON/7GN12587O.pdf
7GN12587P |  |  | Enclosed rotary cam switch 7GN series, multi-step 1-2-3-4, 2 poles 125A in plastic enclosure 180X254mm with black handle | http://datasheet.lovatoelectric.com/Rotary_cam_switches/ENG/7GN12587P.pdf | Commutatore a camme serie 7GN, multivia 1-2-3-4 2 poli da 125A in cassetta plastica 180X254mm con maniglia nera | http://datasheet.lovatoelectric.com/Rotary_cam_switches/ITA/7GN12587P.pdf | Łącznik krzywkowy serii 7GN, wielopozycyjny 1-2-3-4, 2 pola, 125A, w obudowie 180x254mm i czarnym pokrętłem | http://datasheet.lovatoelectric.com/Rotary_cam_switches/POL/7GN12587P.pdf | Enclosed rotary cam switch 7GN series, multi-step 1-2-3-4, 2 poles 125A in plastic enclosure 180X254mm with black handle | http://datasheet.lovatoelectric.com/Rotary_cam_switches/RON/7GN12587P.pdf
7GN12587U |  |  | Rotary cam switch 7GN series, multi-step 1-2-3-4, 2 poles 125A, for front mounting with black handle, front plate 90X90mm | http://datasheet.lovatoelectric.com/Rotary_cam_switches/ENG/7GN12587U.pdf | Commutatore a camme serie 7GN, multivia 1-2-3-4 2 poli da 125A in esecuzione per montaggio frontale con maniglia nera, mostrina 90X90mm | http://datasheet.lovatoelectric.com/Rotary_cam_switches/ITA/7GN12587U.pdf | Łącznik krzywkowy serii 7GN, wielopozycyjny 1-2-3-4, 2 pola, 125A, do montażu tablicowego, z czarnym pokrętłem i tabliczką 90x90mm | http://datasheet.lovatoelectric.com/Rotary_cam_switches/POL/7GN12587U.pdf | Rotary cam switch 7GN series, multi-step 1-2-3-4, 2 poles 125A, for front mounting with black handle, front plate 90X90mm | http://datasheet.lovatoelectric.com/Rotary_cam_switches/RON/7GN12587U.pdf
7GN12592O | 7GN12510O.jpg | http://datasheet.lovatoelectric.com/Rotary_cam_switches/products_images/7GN12510O.jpg | Rotary cam switch 7GN series, ON-OFF switch 4 poles 125A, for rear mounting with black handle, front plate 48X48mm | http://datasheet.lovatoelectric.com/Rotary_cam_switches/ENG/7GN12592O.pdf | Commutatore a camme serie 7GN, interruttore 4 poli da 125A in esecuzione per montaggio a fondo quadro con maniglia nera, mostrina 90X90mm | http://datasheet.lovatoelectric.com/Rotary_cam_switches/ITA/7GN12592O.pdf | Łącznik krzywkowy serii 7GN, rozłącznik, 4 pola, 125A, do montażu wewnątrz szafy z czarnym pokrętłem i tabliczką 48x48mm | http://datasheet.lovatoelectric.com/Rotary_cam_switches/POL/7GN12592O.pdf | Rotary cam switch 7GN series, ON-OFF switch 4 poles 125A, for rear mounting with black handle, front plate 48X48mm | http://datasheet.lovatoelectric.com/Rotary_cam_switches/RON/7GN12592O.pdf
7GN12592P | 7GN12510P.jpg | http://datasheet.lovatoelectric.com/Rotary_cam_switches/products_images/7GN12510P.jpg | Enclosed rotary cam switch 7GN series, ON-OFF switch 4 poles 125A in plastic enclosure 180X254mm with black handle | http://datasheet.lovatoelectric.com/Rotary_cam_switches/ENG/7GN12592P.pdf | Commutatore a camme serie 7GN, interruttore 4 poli da 125A in cassetta plastica 180X254mm con maniglia nera | http://datasheet.lovatoelectric.com/Rotary_cam_switches/ITA/7GN12592P.pdf | Łącznik krzywkowy serii 7GN, rozłącznik, 4 pola, 125A, w obudowie 180x254mm i czarnym pokrętłem | http://datasheet.lovatoelectric.com/Rotary_cam_switches/POL/7GN12592P.pdf | Enclosed rotary cam switch 7GN series, ON-OFF switch 4 poles 125A in plastic enclosure 180X254mm with black handle | http://datasheet.lovatoelectric.com/Rotary_cam_switches/RON/7GN12592P.pdf
7GN12592U | 7GN12510U.jpg | http://datasheet.lovatoelectric.com/Rotary_cam_switches/products_images/7GN12510U.jpg | Rotary cam switch 7GN series, ON-OFF switch 4 poles 125A, for front mounting with black handle, front plate 48X48mm | http://datasheet.lovatoelectric.com/Rotary_cam_switches/ENG/7GN12592U.pdf | Commutatore a camme serie 7GN, interruttore 4 poli da 125A in esecuzione per montaggio frontale con maniglia nera, mostrina 90X90mm | http://datasheet.lovatoelectric.com/Rotary_cam_switches/ITA/7GN12592U.pdf | Łącznik krzywkowy serii 7GN, rozłącznik, 4 pola, 125A, do montażu tablicowego, z czarnym pokrętłem i tabliczką 48x48mm | http://datasheet.lovatoelectric.com/Rotary_cam_switches/POL/7GN12592U.pdf | Rotary cam switch 7GN series, ON-OFF switch 4 poles 125A, for front mounting with black handle, front plate 48X48mm | http://datasheet.lovatoelectric.com/Rotary_cam_switches/RON/7GN12592U.pdf
7GN12592U65 | 7GN12510U65.jpg | http://datasheet.lovatoelectric.com/Rotary_cam_switches/products_images/7GN12510U65.jpg | Rotary cam switch 7GN series, ON-OFF switch 4 poles 125A, for front mounting with red/yellow handle padlockable in 0 and protection covers, front plate 90X90mm | http://datasheet.lovatoelectric.com/Rotary_cam_switches/ENG/7GN12592U65.pdf | Commutatore a camme serie 7GN, interruttore 4 poli da 125A in esecuzione per montaggio frontale con maniglia giallo/rossa lucchettabile in 0 e copriterminali, mostrina 90X90mm | http://datasheet.lovatoelectric.com/Rotary_cam_switches/ITA/7GN12592U65.pdf | Łącznik krzywkowy serii 7GN, rozłącznik, 4 pola, 125A, do montażu tablicowego, z żółto/czerwonym pokrętłem blokowanym w pozycji 0, osłonami zacisków i tabliczką 90x90mm | http://datasheet.lovatoelectric.com/Rotary_cam_switches/POL/7GN12592U65.pdf | Rotary cam switch 7GN series, ON-OFF switch 4 poles 125A, for front mounting with red/yellow handle padlockable in 0 and protection covers, front plate 90X90mm | http://datasheet.lovatoelectric.com/Rotary_cam_switches/RON/7GN12592U65.pdf
7GN12593O |  |  | Rotary cam switch 7GN series, multi-step 1-2-3, 3 poles 125A, for rear mounting with black handle, front plate 90X90mm | http://datasheet.lovatoelectric.com/Rotary_cam_switches/ENG/7GN12593O.pdf | Commutatore a camme serie 7GN, multivia 1-2-3 3 poli da 125A in esecuzione per montaggio a fondo quadro con maniglia nera, mostrina 90X90mm | http://datasheet.lovatoelectric.com/Rotary_cam_switches/ITA/7GN12593O.pdf | Łącznik krzywkowy serii 7GN, wielopozycyjny 1-2-3, 3 pola, 125A, do montażu wewnątrz szafy z czarnym pokrętłem i tabliczką 90x90mm | http://datasheet.lovatoelectric.com/Rotary_cam_switches/POL/7GN12593O.pdf | Rotary cam switch 7GN series, multi-step 1-2-3, 3 poles 125A, for rear mounting with black handle, front plate 90X90mm | http://datasheet.lovatoelectric.com/Rotary_cam_switches/RON/7GN12593O.pdf
7GN12593U |  |  | Rotary cam switch 7GN series, multi-step 1-2-3, 3 poles 125A, for front mounting with black handle, front plate 90X90mm | http://datasheet.lovatoelectric.com/Rotary_cam_switches/ENG/7GN12593U.pdf | Commutatore a camme serie 7GN, multivia 1-2-3 3 poli da 125A in esecuzione per montaggio frontale con maniglia nera, mostrina 90X90mm | http://datasheet.lovatoelectric.com/Rotary_cam_switches/ITA/7GN12593U.pdf | Łącznik krzywkowy serii 7GN, wielopozycyjny 1-2-3, 3 pola, 125A, do montażu tablicowego, z czarnym pokrętłem i tabliczką 90x90mm | http://datasheet.lovatoelectric.com/Rotary_cam_switches/POL/7GN12593U.pdf | Rotary cam switch 7GN series, multi-step 1-2-3, 3 poles 125A, for front mounting with black handle, front plate 90X90mm | http://datasheet.lovatoelectric.com/Rotary_cam_switches/RON/7GN12593U.pdf
7GN12594O |  |  | Rotary cam switch 7GN series, multi-step 1-2-3-4, 3 poles 125A, for rear mounting with black handle, front plate 90X90mm | http://datasheet.lovatoelectric.com/Rotary_cam_switches/ENG/7GN12594O.pdf | Commutatore a camme serie 7GN, multivia 1-2-3-4 3 poli da 125A in esecuzione per montaggio a fondo quadro con maniglia nera, mostrina 90X90mm | http://datasheet.lovatoelectric.com/Rotary_cam_switches/ITA/7GN12594O.pdf | Łącznik krzywkowy serii 7GN, wielopozycyjny 1-2-3-4, 3 pola, 125A, do montażu wewnątrz szafy z czarnym pokrętłem i tabliczką 90x90mm | http://datasheet.lovatoelectric.com/Rotary_cam_switches/POL/7GN12594O.pdf | Rotary cam switch 7GN series, multi-step 1-2-3-4, 3 poles 125A, for rear mounting with black handle, front plate 90X90mm | http://datasheet.lovatoelectric.com/Rotary_cam_switches/RON/7GN12594O.pdf
7GN12594U |  |  | Rotary cam switch 7GN series, multi-step 1-2-3-4, 3 poles 125A, for front mounting with black handle, front plate 90X90mm | http://datasheet.lovatoelectric.com/Rotary_cam_switches/ENG/7GN12594U.pdf | Commutatore a camme serie 7GN, multivia 1-2-3-4 3 poli da 125A in esecuzione per montaggio frontale con maniglia nera, mostrina 90X90mm | http://datasheet.lovatoelectric.com/Rotary_cam_switches/ITA/7GN12594U.pdf | Łącznik krzywkowy serii 7GN, wielopozycyjny 1-2-3-4, 3 pola, 125A, do montażu tablicowego, z czarnym pokrętłem i tabliczką 90x90mm | http://datasheet.lovatoelectric.com/Rotary_cam_switches/POL/7GN12594U.pdf | Rotary cam switch 7GN series, multi-step 1-2-3-4, 3 poles 125A, for front mounting with black handle, front plate 90X90mm | http://datasheet.lovatoelectric.com/Rotary_cam_switches/RON/7GN12594U.pdf
7GN1266O |  |  | Rotary cam switch 7GN series, voltmeter switch for phase-neutral and phase-phase voltages 16A, for rear mounting with black handle, front plate 48X48mm | http://datasheet.lovatoelectric.com/Rotary_cam_switches/ENG/7GN1266O.pdf | Commutatore a camme serie 7GN, commutatore voltmetrico per tensioni di fase e concatenate da 16A in esecuzione per montaggio a fondo quadro con maniglia nera, mostrina 48X48mm | http://datasheet.lovatoelectric.com/Rotary_cam_switches/ITA/7GN1266O.pdf | Łącznik krzywkowy serii 7GN, przełącznik woltomierzy, napięcia fazowe i międzyfazowe, 16A, do montażu wewnątrz szafy z czarnym pokrętłem i tabliczką 48x48mm | http://datasheet.lovatoelectric.com/Rotary_cam_switches/POL/7GN1266O.pdf | Rotary cam switch 7GN series, voltmeter switch for phase-neutral and phase-phase voltages 16A, for rear mounting with black handle, front plate 48X48mm | http://datasheet.lovatoelectric.com/Rotary_cam_switches/RON/7GN1266O.pdf
7GN1266O48 |  |  | Rotary cam switch 7GN series, voltmeter switch for phase-neutral and phase-phase voltages 16A, modular service cover for 35mm DIN reail mounting with black handle, front plate 45X54mm | http://datasheet.lovatoelectric.com/Rotary_cam_switches/ENG/7GN1266O48.pdf | Commutatore a camme serie 7GN, commutatore voltmetrico per tensioni di fase e concatenate da 16A in esecuzione modulare per montaggio su guida DIN con maniglia nera, mostrina 45X54mm | http://datasheet.lovatoelectric.com/Rotary_cam_switches/ITA/7GN1266O48.pdf | Łącznik krzywkowy serii 7GN, przełącznik woltomierzy, napięcia fazowe i międzyfazowe, 16A, wykonanie modułowe do montażu na szynie DIN 35mm, z czarnym pokrętłem i tabliczką 45x54mm | http://datasheet.lovatoelectric.com/Rotary_cam_switches/POL/7GN1266O48.pdf | Rotary cam switch 7GN series, voltmeter switch for phase-neutral and phase-phase voltages 16A, modular service cover for 35mm DIN reail mounting with black handle, front plate 45X54mm | http://datasheet.lovatoelectric.com/Rotary_cam_switches/RON/7GN1266O48.pdf
7GN1266U |  |  | Rotary cam switch 7GN series, voltmeter switch for phase-neutral and phase-phase voltages 16A, for front mounting with black handle, front plate 48X48mm | http://datasheet.lovatoelectric.com/Rotary_cam_switches/ENG/7GN1266U.pdf | Commutatore a camme serie 7GN, commutatore voltmetrico per tensioni di fase e concatenate da 16A in esecuzione per montaggio frontale con maniglia nera, mostrina 48X48mm | http://datasheet.lovatoelectric.com/Rotary_cam_switches/ITA/7GN1266U.pdf | Łącznik krzywkowy serii 7GN, przełącznik woltomierzy, napięcia fazowe i międzyfazowe, 16A, do montażu tablicowego, z czarnym pokrętłem i tabliczką 48x48mm | http://datasheet.lovatoelectric.com/Rotary_cam_switches/POL/7GN1266U.pdf | Rotary cam switch 7GN series, voltmeter switch for phase-neutral and phase-phase voltages 16A, for front mounting with black handle, front plate 48X48mm | http://datasheet.lovatoelectric.com/Rotary_cam_switches/RON/7GN1266U.pdf
7GN1266U47 |  |  | Rotary cam switch 7GN series, voltmeter switch for phase-neutral and phase-phase voltages 16A, for snap on front mounting with black handle for hole Ø22mm fixing, front plate 48X48mm | http://datasheet.lovatoelectric.com/Rotary_cam_switches/ENG/7GN1266U47.pdf | Commutatore a camme serie 7GN, commutatore voltmetrico per tensioni di fase e concatenate da 16A in esecuzione per montaggio frontale con maniglia nera e fissaggio a scatto per foro diametro 22mm, mostrina 48X48mm | http://datasheet.lovatoelectric.com/Rotary_cam_switches/ITA/7GN1266U47.pdf | Łącznik krzywkowy serii 7GN, przełącznik woltomierzy, napięcia fazowe i międzyfazowe, 16A, do montażu tablicowego w otworze 22mm z czarnym pokrętłem, montowanym na zatrzask do korpusu i tabliczką 48x48mm | http://datasheet.lovatoelectric.com/Rotary_cam_switches/POL/7GN1266U47.pdf | Rotary cam switch 7GN series, voltmeter switch for phase-neutral and phase-phase voltages 16A, for snap on front mounting with black handle for hole Ø22mm fixing, front plate 48X48mm | http://datasheet.lovatoelectric.com/Rotary_cam_switches/RON/7GN1266U47.pdf
7GN1267O |  |  | Rotary cam switch 7GN series, voltmeter switch for phase-phase voltages 16A, for rear mounting with black handle, front plate 48X48mm | http://datasheet.lovatoelectric.com/Rotary_cam_switches/ENG/7GN1267O.pdf | Commutatore a camme serie 7GN, commutatore voltmetrico per tensioni concatenate da 16A in esecuzione per montaggio a fondo quadro con maniglia nera, mostrina 48X48mm | http://datasheet.lovatoelectric.com/Rotary_cam_switches/ITA/7GN1267O.pdf | Łącznik krzywkowy serii 7GN, przełącznik woltomierzy, napięcia międzyfazowe, 16A, do montażu wewnątrz szafy z czarnym pokrętłem i tabliczką 48x48mm | http://datasheet.lovatoelectric.com/Rotary_cam_switches/POL/7GN1267O.pdf | Rotary cam switch 7GN series, voltmeter switch for phase-phase voltages 16A, for rear mounting with black handle, front plate 48X48mm | http://datasheet.lovatoelectric.com/Rotary_cam_switches/RON/7GN1267O.pdf
7GN1267O48 |  |  | Rotary cam switch 7GN series, voltmeter switch for phase-phase voltages 16A, modular service cover for 35mm DIN reail mounting with black handle, front plate 45X54mm | http://datasheet.lovatoelectric.com/Rotary_cam_switches/ENG/7GN1267O48.pdf | Commutatore a camme serie 7GN, commutatore voltmetrico per tensioni concatenate da 16A in esecuzione modulare per montaggio su guida DIN con maniglia nera, mostrina 45X54mm | http://datasheet.lovatoelectric.com/Rotary_cam_switches/ITA/7GN1267O48.pdf | Łącznik krzywkowy serii 7GN, przełącznik woltomierzy, napięcia międzyfazowe, 16A, wykonanie modułowe do montażu na szynie DIN 35mm, z czarnym pokrętłem i tabliczką 45x54mm | http://datasheet.lovatoelectric.com/Rotary_cam_switches/POL/7GN1267O48.pdf | Rotary cam switch 7GN series, voltmeter switch for phase-phase voltages 16A, modular service cover for 35mm DIN reail mounting with black handle, front plate 45X54mm | http://datasheet.lovatoelectric.com/Rotary_cam_switches/RON/7GN1267O48.pdf
7GN1267U | 7GN1267U.JPG | http://datasheet.lovatoelectric.com/Rotary_cam_switches/products_images/7GN1267U.JPG | Rotary cam switch 7GN series, voltmeter switch for phase-phase voltages 16A, for front mounting with black handle, front plate 48X48mm | http://datasheet.lovatoelectric.com/Rotary_cam_switches/ENG/7GN1267U.pdf | Commutatore a camme serie 7GN, commutatore voltmetrico per tensioni concatenate da 16A in esecuzione per montaggio frontale con maniglia nera, mostrina 48X48mm | http://datasheet.lovatoelectric.com/Rotary_cam_switches/ITA/7GN1267U.pdf | Łącznik krzywkowy serii 7GN, przełącznik woltomierzy, napięcia międzyfazowe, 16A, do montażu tablicowego, z czarnym pokrętłem i tabliczką 48x48mm | http://datasheet.lovatoelectric.com/Rotary_cam_switches/POL/7GN1267U.pdf | Rotary cam switch 7GN series, voltmeter switch for phase-phase voltages 16A, for front mounting with black handle, front plate 48X48mm | http://datasheet.lovatoelectric.com/Rotary_cam_switches/RON/7GN1267U.pdf
7GN1267U47 |  |  | Rotary cam switch 7GN series, voltmeter switch for phase-phase voltages 16A, for snap on front mounting with black handle for hole Ø22mm fixing, front plate 48X48mm | http://datasheet.lovatoelectric.com/Rotary_cam_switches/ENG/7GN1267U47.pdf | Commutatore a camme serie 7GN, commutatore voltmetrico per tensioni concatenate da 16A in esecuzione per montaggio frontale con maniglia nera e fissaggio a scatto per foro diametro 22mm, mostrina 48X48mm | http://datasheet.lovatoelectric.com/Rotary_cam_switches/ITA/7GN1267U47.pdf | Łącznik krzywkowy serii 7GN, przełącznik woltomierzy, napięcia międzyfazowe, 16A, do montażu tablicowego w otworze 22mm z czarnym pokrętłem, montowanym na zatrzask do korpusu i tabliczką 48x48mm | http://datasheet.lovatoelectric.com/Rotary_cam_switches/POL/7GN1267U47.pdf | Rotary cam switch 7GN series, voltmeter switch for phase-phase voltages 16A, for snap on front mounting with black handle for hole Ø22mm fixing, front plate 48X48mm | http://datasheet.lovatoelectric.com/Rotary_cam_switches/RON/7GN1267U47.pdf
7GN1268O |  |  | Rotary cam switch 7GN series, voltmeter switch for phase-neutral voltages 16A, for rear mounting with black handle, front plate 48X48mm | http://datasheet.lovatoelectric.com/Rotary_cam_switches/ENG/7GN1268O.pdf | Commutatore a camme serie 7GN, commutatore voltmetrico per tensioni di fase da 16A in esecuzione per montaggio a fondo quadro con maniglia nera, mostrina 48X48mm | http://datasheet.lovatoelectric.com/Rotary_cam_switches/ITA/7GN1268O.pdf | Łącznik krzywkowy serii 7GN, przełącznik woltomierzy, napięcia fazowe, 16A, do montażu wewnątrz szafy z czarnym pokrętłem i tabliczką 48x48mm | http://datasheet.lovatoelectric.com/Rotary_cam_switches/POL/7GN1268O.pdf | Rotary cam switch 7GN series, voltmeter switch for phase-neutral voltages 16A, for rear mounting with black handle, front plate 48X48mm | http://datasheet.lovatoelectric.com/Rotary_cam_switches/RON/7GN1268O.pdf
7GN1268O48 |  |  | Rotary cam switch 7GN series, voltmeter switch phase-neutral voltages 16A, modular service cover for 35mm DIN reail mounting with black handle, front plate 45X54mm | http://datasheet.lovatoelectric.com/Rotary_cam_switches/ENG/7GN1268O48.pdf | Commutatore a camme serie 7GN, commutatore voltmetrico per tensioni di fase da 16A in esecuzione modulare per montaggio su guida DIN con maniglia nera, mostrina 45X54mm | http://datasheet.lovatoelectric.com/Rotary_cam_switches/ITA/7GN1268O48.pdf | Łącznik krzywkowy serii 7GN, przełącznik woltomierzy, napięcia fazowe, 16A, wykonanie modułowe do montażu na szynie DIN 35mm, z czarnym pokrętłem i tabliczką 45x54mm | http://datasheet.lovatoelectric.com/Rotary_cam_switches/POL/7GN1268O48.pdf | Rotary cam switch 7GN series, voltmeter switch phase-neutral voltages 16A, modular service cover for 35mm DIN reail mounting with black handle, front plate 45X54mm | http://datasheet.lovatoelectric.com/Rotary_cam_switches/RON/7GN1268O48.pdf
7GN1268U | 7GN1268U.JPG | http://datasheet.lovatoelectric.com/Rotary_cam_switches/products_images/7GN1268U.JPG | Rotary cam switch 7GN series, voltmeter switch for phase-neutral voltages 16A, for front mounting with black handle, front plate 48X48mm | http://datasheet.lovatoelectric.com/Rotary_cam_switches/ENG/7GN1268U.pdf | Commutatore a camme serie 7GN, commutatore voltmetrico per tensioni cdi fase da 16A in esecuzione per montaggio frontale con maniglia nera, mostrina 48X48mm | http://datasheet.lovatoelectric.com/Rotary_cam_switches/ITA/7GN1268U.pdf | Łącznik krzywkowy serii 7GN, przełącznik woltomierzy, napięcia fazowe, 16A, do montażu tablicowego, z czarnym pokrętłem i tabliczką 48x48mm | http://datasheet.lovatoelectric.com/Rotary_cam_switches/POL/7GN1268U.pdf | Rotary cam switch 7GN series, voltmeter switch for phase-neutral voltages 16A, for front mounting with black handle, front plate 48X48mm | http://datasheet.lovatoelectric.com/Rotary_cam_switches/RON/7GN1268U.pdf
7GN1268U47 |  |  | Rotary cam switch 7GN series, voltmeter switch for phase-neutral voltages 16A, for snap on front mounting with black handle for hole Ø22mm fixing, front plate 48X48mm | http://datasheet.lovatoelectric.com/Rotary_cam_switches/ENG/7GN1268U47.pdf | Commutatore a camme serie 7GN, commutatore voltmetrico per tensioni di fase da 16A in esecuzione per montaggio frontale con maniglia nera e fissaggio a scatto per foro diametro 22mm, mostrina 48X48mm | http://datasheet.lovatoelectric.com/Rotary_cam_switches/ITA/7GN1268U47.pdf | Łącznik krzywkowy serii 7GN, przełącznik woltomierzy, napięcia fazowe, 16A, do montażu tablicowego w otworze 22mm z czarnym pokrętłem, montowanym na zatrzask do korpusu i tabliczką 48x48mm | http://datasheet.lovatoelectric.com/Rotary_cam_switches/POL/7GN1268U47.pdf | Rotary cam switch 7GN series, voltmeter switch for phase-neutral voltages 16A, for snap on front mounting with black handle for hole Ø22mm fixing, front plate 48X48mm | http://datasheet.lovatoelectric.com/Rotary_cam_switches/RON/7GN1268U47.pdf
7GN1269O |  |  | Rotary cam switch 7GN series, changeover switch without 0, 4 poles 16A, for rear mounting with black handle, front plate 48X48mm | http://datasheet.lovatoelectric.com/Rotary_cam_switches/ENG/7GN1269O.pdf | Commutatore a camme serie 7GN, deviatore 4 poli da 16A in esecuzione per montaggio a fondo quadro con maniglia nera, mostrina 48X48mm | http://datasheet.lovatoelectric.com/Rotary_cam_switches/ITA/7GN1269O.pdf | Łącznik krzywkowy serii 7GN, przełącznik sieci bez 0, 4 pola, 16A, do montażu wewnątrz szafy z czarnym pokrętłem i tabliczką 48x48mm | http://datasheet.lovatoelectric.com/Rotary_cam_switches/POL/7GN1269O.pdf | Rotary cam switch 7GN series, changeover switch without 0, 4 poles 16A, for rear mounting with black handle, front plate 48X48mm | http://datasheet.lovatoelectric.com/Rotary_cam_switches/RON/7GN1269O.pdf
7GN1269O48 |  |  | Rotary cam switch 7GN series, changeover switch without 0, 4 poles 16A, modular service cover for 35mm DIN reail mounting with black handle, front plate 45X54mm | http://datasheet.lovatoelectric.com/Rotary_cam_switches/ENG/7GN1269O48.pdf | Commutatore a camme serie 7GN, deviatore 4 poli da 16A in esecuzione modulare per montaggio su guida DIN con maniglia nera, mostrina 45X54mm | http://datasheet.lovatoelectric.com/Rotary_cam_switches/ITA/7GN1269O48.pdf | Łącznik krzywkowy serii 7GN, przełącznik sieci bez 0, 4 pola, 16A, wykonanie modułowe do montażu na szynie DIN 35mm, z czarnym pokrętłem i tabliczką 45x54mm | http://datasheet.lovatoelectric.com/Rotary_cam_switches/POL/7GN1269O48.pdf | Rotary cam switch 7GN series, changeover switch without 0, 4 poles 16A, modular service cover for 35mm DIN reail mounting with black handle, front plate 45X54mm | http://datasheet.lovatoelectric.com/Rotary_cam_switches/RON/7GN1269O48.pdf
7GN1269P |  |  | Enclosed rotary cam switch 7GN series, changeover switch without 0, 4 poles 16A in plastic enclosure 75X75mm with black handle | http://datasheet.lovatoelectric.com/Rotary_cam_switches/ENG/7GN1269P.pdf | Commutatore a camme serie 7GN, deviatore 4 poli da 16A in cassetta plastica 75X75mm con maniglia nera | http://datasheet.lovatoelectric.com/Rotary_cam_switches/ITA/7GN1269P.pdf | Łącznik krzywkowy serii 7GN, przełącznik sieci bez 0, 4 pola, 16A, w obudowie 75x75mm i czarnym pokrętłem | http://datasheet.lovatoelectric.com/Rotary_cam_switches/POL/7GN1269P.pdf | Enclosed rotary cam switch 7GN series, changeover switch without 0, 4 poles 16A in plastic enclosure 75X75mm with black handle | http://datasheet.lovatoelectric.com/Rotary_cam_switches/RON/7GN1269P.pdf
7GN1269U | 7GN1269U.JPG | http://datasheet.lovatoelectric.com/Rotary_cam_switches/products_images/7GN1269U.JPG | Rotary cam switch 7GN series, changeover switch without 0, 4 poles 16A, for front mounting with black handle, front plate 90X90mm | http://datasheet.lovatoelectric.com/Rotary_cam_switches/ENG/7GN1269U.pdf | Commutatore a camme serie 7GN, deviatore 4 poli da 16A in esecuzione per montaggio frontale con maniglia nera, mostrina 48X48mm | http://datasheet.lovatoelectric.com/Rotary_cam_switches/ITA/7GN1269U.pdf | Łącznik krzywkowy serii 7GN, przełącznik sieci bez 0, 4 pola, 16A, do montażu tablicowego, z czarnym pokrętłem i tabliczką 90x90mm | http://datasheet.lovatoelectric.com/Rotary_cam_switches/POL/7GN1269U.pdf | Rotary cam switch 7GN series, changeover switch without 0, 4 poles 16A, for front mounting with black handle, front plate 90X90mm | http://datasheet.lovatoelectric.com/Rotary_cam_switches/RON/7GN1269U.pdf
7GN1269U11 |  |  | Rotary cam switch 7GN series, changeover switch without 0, 4 poles 16A, for front mounting with black handle without front plate for hole Ø22mm fixing | http://datasheet.lovatoelectric.com/Rotary_cam_switches/ENG/7GN1269U11.pdf | Commutatore a camme serie 7GN, deviatore 4 poli da 16A in esecuzione per montaggio frontale con maniglia nera senza mostrina con fissaggio foro diametro 22mm | http://datasheet.lovatoelectric.com/Rotary_cam_switches/ITA/7GN1269U11.pdf | Łącznik krzywkowy serii 7GN, przełącznik sieci bez 0, 4 pola, 16A, do montażu tablicowego w otworze 22mm, z czarnym pokrętłem bez tabliczki | http://datasheet.lovatoelectric.com/Rotary_cam_switches/POL/7GN1269U11.pdf | Rotary cam switch 7GN series, changeover switch without 0, 4 poles 16A, for front mounting with black handle without front plate for hole Ø22mm fixing | http://datasheet.lovatoelectric.com/Rotary_cam_switches/RON/7GN1269U11.pdf
7GN1269U12 |  |  | Rotary cam switch 7GN series, changeover switch without 0, 4 poles 16A, for front mounting without front plate with key operation for hole Ø22mm fixing | http://datasheet.lovatoelectric.com/Rotary_cam_switches/ENG/7GN1269U12.pdf | Commutatore a camme serie 7GN, deviatore 4 poli da 16A in esecuzione per montaggio frontale senza mostrina con comando a chiave e fissaggio foro diametro 22mm | http://datasheet.lovatoelectric.com/Rotary_cam_switches/ITA/7GN1269U12.pdf | Łącznik krzywkowy serii 7GN, przełącznik sieci bez 0, 4 pola, 16A, do montażu tablicowego w otworze 22mm, sterowanie kluczem, bez tabliczki | http://datasheet.lovatoelectric.com/Rotary_cam_switches/POL/7GN1269U12.pdf | Rotary cam switch 7GN series, changeover switch without 0, 4 poles 16A, for front mounting without front plate with key operation for hole Ø22mm fixing | http://datasheet.lovatoelectric.com/Rotary_cam_switches/RON/7GN1269U12.pdf
7GN1269U47 |  |  | Rotary cam switch 7GN series, changeover switch without 0, 4 poles 16A, for snap on front mounting with black handle for hole Ø22mm fixing, front plate 48X48mm | http://datasheet.lovatoelectric.com/Rotary_cam_switches/ENG/7GN1269U47.pdf | Commutatore a camme serie 7GN, deviatore 4 poli da 16A in esecuzione per montaggio frontale con maniglia nera e fissaggio a scatto per foro diametro 22mm, mostrina 48X48mm | http://datasheet.lovatoelectric.com/Rotary_cam_switches/ITA/7GN1269U47.pdf | Łącznik krzywkowy serii 7GN, przełącznik sieci bez 0, 4 pola, 16A, do montażu tablicowego w otworze 22mm z czarnym pokrętłem, montowanym na zatrzask do korpusu i tabliczką 48x48mm | http://datasheet.lovatoelectric.com/Rotary_cam_switches/POL/7GN1269U47.pdf | Rotary cam switch 7GN series, changeover switch without 0, 4 poles 16A, for snap on front mounting with black handle for hole Ø22mm fixing, front plate 48X48mm | http://datasheet.lovatoelectric.com/Rotary_cam_switches/RON/7GN1269U47.pdf
7GN1275O |  |  | Rotary cam switch 7GN series, changeover switch 4 poles 16A, for rear mounting with black handle, front plate 48X48mm | http://datasheet.lovatoelectric.com/Rotary_cam_switches/ENG/7GN1275O.pdf | Commutatore a camme serie 7GN, commutatore 4 poli da 16A in esecuzione per montaggio a fondo quadro con maniglia nera, mostrina 48X48mm | http://datasheet.lovatoelectric.com/Rotary_cam_switches/ITA/7GN1275O.pdf | Łącznik krzywkowy serii 7GN, przełącznik sieci, 4 pola, 16A, do montażu wewnątrz szafy z czarnym pokrętłem i tabliczką 48x48mm | http://datasheet.lovatoelectric.com/Rotary_cam_switches/POL/7GN1275O.pdf | Rotary cam switch 7GN series, changeover switch 4 poles 16A, for rear mounting with black handle, front plate 48X48mm | http://datasheet.lovatoelectric.com/Rotary_cam_switches/RON/7GN1275O.pdf
7GN1275O48 |  |  | Rotary cam switch 7GN series, changeover switch 4 poles 16A, modular service cover for 35mm DIN reail mounting with black handle, front plate 45X54mm | http://datasheet.lovatoelectric.com/Rotary_cam_switches/ENG/7GN1275O48.pdf | Commutatore a camme serie 7GN, commutatore 4 poli da 16A in esecuzione modulare per montaggio su guida DIN con maniglia nera, mostrina 45X54mm | http://datasheet.lovatoelectric.com/Rotary_cam_switches/ITA/7GN1275O48.pdf | Łącznik krzywkowy serii 7GN, przełącznik sieci, 4 pola, 16A, wykonanie modułowe do montażu na szynie DIN 35mm, z czarnym pokrętłem i tabliczką 45x54mm | http://datasheet.lovatoelectric.com/Rotary_cam_switches/POL/7GN1275O48.pdf | Rotary cam switch 7GN series, changeover switch 4 poles 16A, modular service cover for 35mm DIN reail mounting with black handle, front plate 45X54mm | http://datasheet.lovatoelectric.com/Rotary_cam_switches/RON/7GN1275O48.pdf
7GN1275P |  |  | Enclosed rotary cam switch 7GN series, changeover switch 4 poles 16A in plastic enclosure 75X75mm with black handle | http://datasheet.lovatoelectric.com/Rotary_cam_switches/ENG/7GN1275P.pdf | Commutatore a camme serie 7GN, commutatore 4 poli da 16A in cassetta plastica 75X75mm con maniglia nera | http://datasheet.lovatoelectric.com/Rotary_cam_switches/ITA/7GN1275P.pdf | Łącznik krzywkowy serii 7GN, przełącznik sieci, 4 pola, 16A, w obudowie 75x75mm i czarnym pokrętłem | http://datasheet.lovatoelectric.com/Rotary_cam_switches/POL/7GN1275P.pdf | Enclosed rotary cam switch 7GN series, changeover switch 4 poles 16A in plastic enclosure 75X75mm with black handle | http://datasheet.lovatoelectric.com/Rotary_cam_switches/RON/7GN1275P.pdf
7GN1275U | 7GN1275U.JPG | http://datasheet.lovatoelectric.com/Rotary_cam_switches/products_images/7GN1275U.JPG | Rotary cam switch 7GN series, changeover switch 4 poles 16A, for front mounting with black handle, front plate 90X90mm | http://datasheet.lovatoelectric.com/Rotary_cam_switches/ENG/7GN1275U.pdf | Commutatore a camme serie 7GN, commutatore 4 poli da 16A in esecuzione per montaggio frontale con maniglia nera, mostrina 48X48mm | http://datasheet.lovatoelectric.com/Rotary_cam_switches/ITA/7GN1275U.pdf | Łącznik krzywkowy serii 7GN, przełącznik sieci, 4 pola, 16A, do montażu tablicowego, z czarnym pokrętłem i tabliczką 90x90mm | http://datasheet.lovatoelectric.com/Rotary_cam_switches/POL/7GN1275U.pdf | Rotary cam switch 7GN series, changeover switch 4 poles 16A, for front mounting with black handle, front plate 90X90mm | http://datasheet.lovatoelectric.com/Rotary_cam_switches/RON/7GN1275U.pdf
7GN1275U11 |  |  | Rotary cam switch 7GN series, changeover switch 4 poles 16A, for front mounting with black handle without front plate for hole Ø22mm fixing | http://datasheet.lovatoelectric.com/Rotary_cam_switches/ENG/7GN1275U11.pdf | Commutatore a camme serie 7GN, commutatore 4 poli da 16A in esecuzione per montaggio frontale con maniglia nera senza mostrina con fissaggio foro diametro 22mm | http://datasheet.lovatoelectric.com/Rotary_cam_switches/ITA/7GN1275U11.pdf | Łącznik krzywkowy serii 7GN, przełącznik sieci, 4 pola, 16A, do montażu tablicowego w otworze 22mm, z czarnym pokrętłem bez tabliczki | http://datasheet.lovatoelectric.com/Rotary_cam_switches/POL/7GN1275U11.pdf | Rotary cam switch 7GN series, changeover switch 4 poles 16A, for front mounting with black handle without front plate for hole Ø22mm fixing | http://datasheet.lovatoelectric.com/Rotary_cam_switches/RON/7GN1275U11.pdf
7GN1275U12 |  |  | Rotary cam switch 7GN series, changeover switch 4 poles 16A, for front mounting without front plate with key operation for hole Ø22mm fixing | http://datasheet.lovatoelectric.com/Rotary_cam_switches/ENG/7GN1275U12.pdf | Commutatore a camme serie 7GN, commutatore 4 poli da 16A in esecuzione per montaggio frontale senza mostrina con comando a chiave e fissaggio foro diametro 22mm | http://datasheet.lovatoelectric.com/Rotary_cam_switches/ITA/7GN1275U12.pdf | Łącznik krzywkowy serii 7GN, przełącznik sieci, 4 pola, 16A, do montażu tablicowego w otworze 22mm, sterowanie kluczem, bez tabliczki | http://datasheet.lovatoelectric.com/Rotary_cam_switches/POL/7GN1275U12.pdf | Rotary cam switch 7GN series, changeover switch 4 poles 16A, for front mounting without front plate with key operation for hole Ø22mm fixing | http://datasheet.lovatoelectric.com/Rotary_cam_switches/RON/7GN1275U12.pdf
7GN1275U47 |  |  | Rotary cam switch 7GN series, changeover switch 4 poles 16A, for snap on front mounting with black handle for hole Ø22mm fixing, front plate 48X48mm | http://datasheet.lovatoelectric.com/Rotary_cam_switches/ENG/7GN1275U47.pdf | Commutatore a camme serie 7GN, commutatore 4 poli da 16A in esecuzione per montaggio frontale con maniglia nera e fissaggio a scatto per foro diametro 22mm, mostrina 48X48mm | http://datasheet.lovatoelectric.com/Rotary_cam_switches/ITA/7GN1275U47.pdf | Łącznik krzywkowy serii 7GN, przełącznik sieci, 4 pola, 16A, do montażu tablicowego w otworze 22mm z czarnym pokrętłem, montowanym na zatrzask do korpusu i tabliczką 48x48mm | http://datasheet.lovatoelectric.com/Rotary_cam_switches/POL/7GN1275U47.pdf | Rotary cam switch 7GN series, changeover switch 4 poles 16A, for snap on front mounting with black handle for hole Ø22mm fixing, front plate 48X48mm | http://datasheet.lovatoelectric.com/Rotary_cam_switches/RON/7GN1275U47.pdf
7GN1282O |  |  | Rotary cam switch 7GN series, multi-step 1-2-3, 1 pole 16A, for rear mounting with black handle, front plate 48X48mm | http://datasheet.lovatoelectric.com/Rotary_cam_switches/ENG/7GN1282O.pdf | Commutatore a camme serie 7GN, multivia 1-2-3 1 polo da 16A in esecuzione per montaggio a fondo quadro con maniglia nera, mostrina 48X48mm | http://datasheet.lovatoelectric.com/Rotary_cam_switches/ITA/7GN1282O.pdf | Łącznik krzywkowy serii 7GN, wielopozycyjny 1-2-3, 1 pole, 16A, do montażu wewnątrz szafy z czarnym pokrętłem i tabliczką 48x48mm | http://datasheet.lovatoelectric.com/Rotary_cam_switches/POL/7GN1282O.pdf | Rotary cam switch 7GN series, multi-step 1-2-3, 1 pole 16A, for rear mounting with black handle, front plate 48X48mm | http://datasheet.lovatoelectric.com/Rotary_cam_switches/RON/7GN1282O.pdf
7GN1282O48 |  |  | Rotary cam switch 7GN series, multi-step 1-2-3, 1 pole 16A, modular service cover for 35mm DIN reail mounting with black handle, front plate 45X54mm | http://datasheet.lovatoelectric.com/Rotary_cam_switches/ENG/7GN1282O48.pdf | Commutatore a camme serie 7GN, multivia 1-2-3 1 polo da 16A in esecuzione modulare per montaggio su guida DIN con maniglia nera, mostrina 45X54mm | http://datasheet.lovatoelectric.com/Rotary_cam_switches/ITA/7GN1282O48.pdf | Łącznik krzywkowy serii 7GN, wielopozycyjny 1-2-3, 1 pole, 16A, wykonanie modułowe do montażu na szynie DIN 35mm, z czarnym pokrętłem i tabliczką 45x54mm | http://datasheet.lovatoelectric.com/Rotary_cam_switches/POL/7GN1282O48.pdf | Rotary cam switch 7GN series, multi-step 1-2-3, 1 pole 16A, modular service cover for 35mm DIN reail mounting with black handle, front plate 45X54mm | http://datasheet.lovatoelectric.com/Rotary_cam_switches/RON/7GN1282O48.pdf
7GN1282P |  |  | Enclosed rotary cam switch 7GN series, multi-step 1-2-3, 1 pole 16A in plastic enclosure 75X75mm with black handle | http://datasheet.lovatoelectric.com/Rotary_cam_switches/ENG/7GN1282P.pdf | Commutatore a camme serie 7GN, multivia 1-2-3 1 polo da 16A in cassetta plastica 75X75mm con maniglia nera | http://datasheet.lovatoelectric.com/Rotary_cam_switches/ITA/7GN1282P.pdf | Łącznik krzywkowy serii 7GN, wielopozycyjny 1-2-3, 1 pole, 16A, w obudowie 75x75mm i czarnym pokrętłem | http://datasheet.lovatoelectric.com/Rotary_cam_switches/POL/7GN1282P.pdf | Enclosed rotary cam switch 7GN series, multi-step 1-2-3, 1 pole 16A in plastic enclosure 75X75mm with black handle | http://datasheet.lovatoelectric.com/Rotary_cam_switches/RON/7GN1282P.pdf
7GN1282U |  |  | Rotary cam switch 7GN series, multi-step 1-2-3, 1 pole 16A, for front mounting with black handle, front plate 48X48mm | http://datasheet.lovatoelectric.com/Rotary_cam_switches/ENG/7GN1282U.pdf | Commutatore a camme serie 7GN, multivia 1-2-3 1 polo da 16A in esecuzione per montaggio frontale con maniglia nera, mostrina 48X48mm | http://datasheet.lovatoelectric.com/Rotary_cam_switches/ITA/7GN1282U.pdf | Łącznik krzywkowy serii 7GN, wielopozycyjny 1-2-3, 1 pole, 16A, do montażu tablicowego, z czarnym pokrętłem i tabliczką 48x48mm | http://datasheet.lovatoelectric.com/Rotary_cam_switches/POL/7GN1282U.pdf | Rotary cam switch 7GN series, multi-step 1-2-3, 1 pole 16A, for front mounting with black handle, front plate 48X48mm | http://datasheet.lovatoelectric.com/Rotary_cam_switches/RON/7GN1282U.pdf
7GN1282U47 |  |  | Rotary cam switch 7GN series, multi-step 1-2-3, 1 pole 16A, for snap on front mounting with black handle for hole Ø22mm fixing, front plate 48X48mm | http://datasheet.lovatoelectric.com/Rotary_cam_switches/ENG/7GN1282U47.pdf | Commutatore a camme serie 7GN, multivia 1-2-3 1 polo da 16A in esecuzione per montaggio frontale con maniglia nera e fissaggio a scatto per foro diametro 22mm, mostrina 48X48mm | http://datasheet.lovatoelectric.com/Rotary_cam_switches/ITA/7GN1282U47.pdf | Łącznik krzywkowy serii 7GN, wielopozycyjny 1-2-3, 1 pole, 16A, do montażu tablicowego w otworze 22mm z czarnym pokrętłem, montowanym na zatrzask do korpusu i tabliczką 48x48mm | http://datasheet.lovatoelectric.com/Rotary_cam_switches/POL/7GN1282U47.pdf | Rotary cam switch 7GN series, multi-step 1-2-3, 1 pole 16A, for snap on front mounting with black handle for hole Ø22mm fixing, front plate 48X48mm | http://datasheet.lovatoelectric.com/Rotary_cam_switches/RON/7GN1282U47.pdf
7GN1283O |  |  | Rotary cam switch 7GN series, multi-step 1-2-3-4, 1 pole 16A, for rear mounting with black handle, front plate 48X48mm | http://datasheet.lovatoelectric.com/Rotary_cam_switches/ENG/7GN1283O.pdf | Commutatore a camme serie 7GN, multivia 1-2-3-4 1 polo da 16A in esecuzione per montaggio a fondo quadro con maniglia nera, mostrina 48X48mm | http://datasheet.lovatoelectric.com/Rotary_cam_switches/ITA/7GN1283O.pdf | Łącznik krzywkowy serii 7GN, wielopozycyjny 1-2-3-4, 1 pole, 16A, do montażu wewnątrz szafy z czarnym pokrętłem i tabliczką 48x48mm | http://datasheet.lovatoelectric.com/Rotary_cam_switches/POL/7GN1283O.pdf | Rotary cam switch 7GN series, multi-step 1-2-3-4, 1 pole 16A, for rear mounting with black handle, front plate 48X48mm | http://datasheet.lovatoelectric.com/Rotary_cam_switches/RON/7GN1283O.pdf
7GN1283O48 |  |  | Rotary cam switch 7GN series, multi-step 1-2-3-4, 1 pole 16A, modular service cover for 35mm DIN reail mounting with black handle, front plate 45X54mm | http://datasheet.lovatoelectric.com/Rotary_cam_switches/ENG/7GN1283O48.pdf | Commutatore a camme serie 7GN, multivia 1-2-3-4 1 polo da 16A in esecuzione modulare per montaggio su guida DIN con maniglia nera, mostrina 45X54mm | http://datasheet.lovatoelectric.com/Rotary_cam_switches/ITA/7GN1283O48.pdf | Łącznik krzywkowy serii 7GN, wielopozycyjny 1-2-3-4, 1 pole, 16A, wykonanie modułowe do montażu na szynie DIN 35mm, z czarnym pokrętłem i tabliczką 45x54mm | http://datasheet.lovatoelectric.com/Rotary_cam_switches/POL/7GN1283O48.pdf | Rotary cam switch 7GN series, multi-step 1-2-3-4, 1 pole 16A, modular service cover for 35mm DIN reail mounting with black handle, front plate 45X54mm | http://datasheet.lovatoelectric.com/Rotary_cam_switches/RON/7GN1283O48.pdf
7GN1283P |  |  | Enclosed rotary cam switch 7GN series, multi-step 1-2-3-4, 1 pole 16A in plastic enclosure 75X75mm with black handle | http://datasheet.lovatoelectric.com/Rotary_cam_switches/ENG/7GN1283P.pdf | Commutatore a camme serie 7GN, multivia 1-2-3-4 1 polo da 16A in cassetta plastica 75X75mm con maniglia nera | http://datasheet.lovatoelectric.com/Rotary_cam_switches/ITA/7GN1283P.pdf | Łącznik krzywkowy serii 7GN, wielopozycyjny 1-2-3-4, 1 pole, 16A, w obudowie 75x75mm i czarnym pokrętłem | http://datasheet.lovatoelectric.com/Rotary_cam_switches/POL/7GN1283P.pdf | Enclosed rotary cam switch 7GN series, multi-step 1-2-3-4, 1 pole 16A in plastic enclosure 75X75mm with black handle | http://datasheet.lovatoelectric.com/Rotary_cam_switches/RON/7GN1283P.pdf
7GN1283U |  |  | Rotary cam switch 7GN series, multi-step 1-2-3-4, 1 pole 16A, for front mounting with black handle, front plate 48X48mm | http://datasheet.lovatoelectric.com/Rotary_cam_switches/ENG/7GN1283U.pdf | Commutatore a camme serie 7GN, multivia 1-2-3-4 1 polo da 16A in esecuzione per montaggio frontale con maniglia nera, mostrina 48X48mm | http://datasheet.lovatoelectric.com/Rotary_cam_switches/ITA/7GN1283U.pdf | Łącznik krzywkowy serii 7GN, wielopozycyjny 1-2-3-4, 1 pole, 16A, do montażu tablicowego, z czarnym pokrętłem i tabliczką 48x48mm | http://datasheet.lovatoelectric.com/Rotary_cam_switches/POL/7GN1283U.pdf | Rotary cam switch 7GN series, multi-step 1-2-3-4, 1 pole 16A, for front mounting with black handle, front plate 48X48mm | http://datasheet.lovatoelectric.com/Rotary_cam_switches/RON/7GN1283U.pdf
7GN1283U47 |  |  | Rotary cam switch 7GN series, multi-step 1-2-3-4, 1 pole 16A, for snap on front mounting with black handle for hole Ø22mm fixing, front plate 48X48mm | http://datasheet.lovatoelectric.com/Rotary_cam_switches/ENG/7GN1283U47.pdf | Commutatore a camme serie 7GN, multivia 1-2-3-4 1 polo da 16A in esecuzione per montaggio frontale con maniglia nera e fissaggio a scatto per foro diametro 22mm, mostrina 48X48mm | http://datasheet.lovatoelectric.com/Rotary_cam_switches/ITA/7GN1283U47.pdf | Łącznik krzywkowy serii 7GN, wielopozycyjny 1-2-3-4, 1 pole, 16A, do montażu tablicowego w otworze 22mm z czarnym pokrętłem, montowanym na zatrzask do korpusu i tabliczką 48x48mm | http://datasheet.lovatoelectric.com/Rotary_cam_switches/POL/7GN1283U47.pdf | Rotary cam switch 7GN series, multi-step 1-2-3-4, 1 pole 16A, for snap on front mounting with black handle for hole Ø22mm fixing, front plate 48X48mm | http://datasheet.lovatoelectric.com/Rotary_cam_switches/RON/7GN1283U47.pdf
7GN1284O |  |  | Rotary cam switch 7GN series, multi-step 1-2-3-4-5, 1 pole 16A, for rear mounting with black handle, front plate 48X48mm | http://datasheet.lovatoelectric.com/Rotary_cam_switches/ENG/7GN1284O.pdf | Commutatore a camme serie 7GN, multivia 1-2-3-4-5 1 polo da 16A in esecuzione per montaggio a fondo quadro con maniglia nera, mostrina 48X48mm | http://datasheet.lovatoelectric.com/Rotary_cam_switches/ITA/7GN1284O.pdf | Łącznik krzywkowy serii 7GN, wielopozycyjny 1-2-3-4-5, 1 pole, 16A, do montażu wewnątrz szafy z czarnym pokrętłem i tabliczką 48x48mm | http://datasheet.lovatoelectric.com/Rotary_cam_switches/POL/7GN1284O.pdf | Rotary cam switch 7GN series, multi-step 1-2-3-4-5, 1 pole 16A, for rear mounting with black handle, front plate 48X48mm | http://datasheet.lovatoelectric.com/Rotary_cam_switches/RON/7GN1284O.pdf
7GN1284O48 |  |  | Rotary cam switch 7GN series, multi-step 1-2-3-4-5, 1 pole 16A, modular service cover for 35mm DIN reail mounting with black handle, front plate 45X54mm | http://datasheet.lovatoelectric.com/Rotary_cam_switches/ENG/7GN1284O48.pdf | Commutatore a camme serie 7GN, multivia 1-2-3-4-5 1 polo da 16A in esecuzione modulare per montaggio su guida DIN con maniglia nera, mostrina 45X54mm | http://datasheet.lovatoelectric.com/Rotary_cam_switches/ITA/7GN1284O48.pdf | Łącznik krzywkowy serii 7GN, wielopozycyjny 1-2-3-4-5, 1 pole, 16A, wykonanie modułowe do montażu na szynie DIN 35mm, z czarnym pokrętłem i tabliczką 45x54mm | http://datasheet.lovatoelectric.com/Rotary_cam_switches/POL/7GN1284O48.pdf | Rotary cam switch 7GN series, multi-step 1-2-3-4-5, 1 pole 16A, modular service cover for 35mm DIN reail mounting with black handle, front plate 45X54mm | http://datasheet.lovatoelectric.com/Rotary_cam_switches/RON/7GN1284O48.pdf
7GN1284P |  |  | Enclosed rotary cam switch 7GN series, multi-step 1-2-3-4-5, 1 pole 16A in plastic enclosure 75X75mm with black handle | http://datasheet.lovatoelectric.com/Rotary_cam_switches/ENG/7GN1284P.pdf | Commutatore a camme serie 7GN, multivia 1-2-3-4-5 1 polo da 16A in cassetta plastica 75X75mm con maniglia nera | http://datasheet.lovatoelectric.com/Rotary_cam_switches/ITA/7GN1284P.pdf | Łącznik krzywkowy serii 7GN, wielopozycyjny 1-2-3-4-5, 1 pole, 16A, w obudowie 75x75mm i czarnym pokrętłem | http://datasheet.lovatoelectric.com/Rotary_cam_switches/POL/7GN1284P.pdf | Enclosed rotary cam switch 7GN series, multi-step 1-2-3-4-5, 1 pole 16A in plastic enclosure 75X75mm with black handle | http://datasheet.lovatoelectric.com/Rotary_cam_switches/RON/7GN1284P.pdf
7GN1284U |  |  | Rotary cam switch 7GN series, multi-step 1-2-3-4-5, 1 pole 16A, for front mounting with black handle, front plate 48X48mm | http://datasheet.lovatoelectric.com/Rotary_cam_switches/ENG/7GN1284U.pdf | Commutatore a camme serie 7GN, multivia 1-2-3-4-5 1 polo da 16A in esecuzione per montaggio frontale con maniglia nera, mostrina 48X48mm | http://datasheet.lovatoelectric.com/Rotary_cam_switches/ITA/7GN1284U.pdf | Łącznik krzywkowy serii 7GN, wielopozycyjny 1-2-3-4-5, 1 pole, 16A, do montażu tablicowego, z czarnym pokrętłem i tabliczką 48x48mm | http://datasheet.lovatoelectric.com/Rotary_cam_switches/POL/7GN1284U.pdf | Rotary cam switch 7GN series, multi-step 1-2-3-4-5, 1 pole 16A, for front mounting with black handle, front plate 48X48mm | http://datasheet.lovatoelectric.com/Rotary_cam_switches/RON/7GN1284U.pdf
7GN1284U47 |  |  | Rotary cam switch 7GN series, multi-step 1-2-3-4-5, 1 pole 16A, for snap on front mounting with black handle for hole Ø22mm fixing, front plate 48X48mm | http://datasheet.lovatoelectric.com/Rotary_cam_switches/ENG/7GN1284U47.pdf | Commutatore a camme serie 7GN, multivia 1-2-3-4-5 1 polo da 16A in esecuzione per montaggio frontale con maniglia nera e fissaggio a scatto per foro diametro 22mm, mostrina 48X48mm | http://datasheet.lovatoelectric.com/Rotary_cam_switches/ITA/7GN1284U47.pdf | Łącznik krzywkowy serii 7GN, wielopozycyjny 1-2-3-4-5, 1 pole, 16A, do montażu tablicowego w otworze 22mm z czarnym pokrętłem, montowanym na zatrzask do korpusu i tabliczką 48x48mm | http://datasheet.lovatoelectric.com/Rotary_cam_switches/POL/7GN1284U47.pdf | Rotary cam switch 7GN series, multi-step 1-2-3-4-5, 1 pole 16A, for snap on front mounting with black handle for hole Ø22mm fixing, front plate 48X48mm | http://datasheet.lovatoelectric.com/Rotary_cam_switches/RON/7GN1284U47.pdf
7GN1285O |  |  | Rotary cam switch 7GN series, multi-step 1-2-3-4-5-6, 1 pole 16A, for rear mounting with black handle, front plate 48X48mm | http://datasheet.lovatoelectric.com/Rotary_cam_switches/ENG/7GN1285O.pdf | Commutatore a camme serie 7GN, multivia 1-2-3-4-5-6 1 polo da 16A in esecuzione per montaggio a fondo quadro con maniglia nera, mostrina 48X48mm | http://datasheet.lovatoelectric.com/Rotary_cam_switches/ITA/7GN1285O.pdf | Łącznik krzywkowy serii 7GN, wielopozycyjny 1-2-3-4-5-6, 1 pole, 16A, do montażu wewnątrz szafy z czarnym pokrętłem i tabliczką 48x48mm | http://datasheet.lovatoelectric.com/Rotary_cam_switches/POL/7GN1285O.pdf | Rotary cam switch 7GN series, multi-step 1-2-3-4-5-6, 1 pole 16A, for rear mounting with black handle, front plate 48X48mm | http://datasheet.lovatoelectric.com/Rotary_cam_switches/RON/7GN1285O.pdf
7GN1285O48 |  |  | Rotary cam switch 7GN series, multi-step 1-2-3-4-5-6, 1 pole 16A, modular service cover for 35mm DIN reail mounting with black handle, front plate 45X54mm | http://datasheet.lovatoelectric.com/Rotary_cam_switches/ENG/7GN1285O48.pdf | Commutatore a camme serie 7GN, multivia 1-2-3-4-5-6 1 polo da 16A in esecuzione modulare per montaggio su guida DIN con maniglia nera, mostrina 45X54mm | http://datasheet.lovatoelectric.com/Rotary_cam_switches/ITA/7GN1285O48.pdf | Łącznik krzywkowy serii 7GN, wielopozycyjny 1-2-3-4-5-6, 1 pole, 16A, wykonanie modułowe do montażu na szynie DIN 35mm, z czarnym pokrętłem i tabliczką 45x54mm | http://datasheet.lovatoelectric.com/Rotary_cam_switches/POL/7GN1285O48.pdf | Rotary cam switch 7GN series, multi-step 1-2-3-4-5-6, 1 pole 16A, modular service cover for 35mm DIN reail mounting with black handle, front plate 45X54mm | http://datasheet.lovatoelectric.com/Rotary_cam_switches/RON/7GN1285O48.pdf
7GN1285P |  |  | Enclosed rotary cam switch 7GN series, multi-step 1-2-3-4-5-6, 1 pole 16A in plastic enclosure 75X75mm with black handle | http://datasheet.lovatoelectric.com/Rotary_cam_switches/ENG/7GN1285P.pdf | Commutatore a camme serie 7GN, multivia 1-2-3-4-5-6 1 polo da 16A in cassetta plastica 75X75mm con maniglia nera | http://datasheet.lovatoelectric.com/Rotary_cam_switches/ITA/7GN1285P.pdf | Łącznik krzywkowy serii 7GN, wielopozycyjny 1-2-3-4-5-6, 1 pole, 16A, w obudowie 75x75mm i czarnym pokrętłem | http://datasheet.lovatoelectric.com/Rotary_cam_switches/POL/7GN1285P.pdf | Enclosed rotary cam switch 7GN series, multi-step 1-2-3-4-5-6, 1 pole 16A in plastic enclosure 75X75mm with black handle | http://datasheet.lovatoelectric.com/Rotary_cam_switches/RON/7GN1285P.pdf
7GN1285U |  |  | Rotary cam switch 7GN series, multi-step 1-2-3-4-5-6, 1 pole 16A, for front mounting with black handle, front plate 48X48mm | http://datasheet.lovatoelectric.com/Rotary_cam_switches/ENG/7GN1285U.pdf | Commutatore a camme serie 7GN, multivia 1-2-3-4-5-6 1 polo da 16A in esecuzione per montaggio frontale con maniglia nera, mostrina 48X48mm | http://datasheet.lovatoelectric.com/Rotary_cam_switches/ITA/7GN1285U.pdf | Łącznik krzywkowy serii 7GN, wielopozycyjny 1-2-3-4-5-6, 1 pole, 16A, do montażu tablicowego, z czarnym pokrętłem i tabliczką 48x48mm | http://datasheet.lovatoelectric.com/Rotary_cam_switches/POL/7GN1285U.pdf | Rotary cam switch 7GN series, multi-step 1-2-3-4-5-6, 1 pole 16A, for front mounting with black handle, front plate 48X48mm | http://datasheet.lovatoelectric.com/Rotary_cam_switches/RON/7GN1285U.pdf
7GN1285U47 |  |  | Rotary cam switch 7GN series, multi-step 1-2-3-4-5-6, 1 pole 16A, for snap on front mounting with black handle for hole Ø22mm fixing, front plate 48X48mm | http://datasheet.lovatoelectric.com/Rotary_cam_switches/ENG/7GN1285U47.pdf | Commutatore a camme serie 7GN, multivia 1-2-3-4-5-6 1 polo da 16A in esecuzione per montaggio frontale con maniglia nera e fissaggio a scatto per foro diametro 22mm, mostrina 48X48mm | http://datasheet.lovatoelectric.com/Rotary_cam_switches/ITA/7GN1285U47.pdf | Łącznik krzywkowy serii 7GN, wielopozycyjny 1-2-3-4-5-6, 1 pole, 16A, do montażu tablicowego w otworze 22mm z czarnym pokrętłem, montowanym na zatrzask do korpusu i tabliczką 48x48mm | http://datasheet.lovatoelectric.com/Rotary_cam_switches/POL/7GN1285U47.pdf | Rotary cam switch 7GN series, multi-step 1-2-3-4-5-6, 1 pole 16A, for snap on front mounting with black handle for hole Ø22mm fixing, front plate 48X48mm | http://datasheet.lovatoelectric.com/Rotary_cam_switches/RON/7GN1285U47.pdf
7GN1286O |  |  | Rotary cam switch 7GN series, multi-step 1-2-3, 2 poles 16A, for rear mounting with black handle, front plate 48X48mm | http://datasheet.lovatoelectric.com/Rotary_cam_switches/ENG/7GN1286O.pdf | Commutatore a camme serie 7GN, multivia 1-2-3 2 poli da 16A in esecuzione per montaggio a fondo quadro con maniglia nera, mostrina 48X48mm | http://datasheet.lovatoelectric.com/Rotary_cam_switches/ITA/7GN1286O.pdf | Łącznik krzywkowy serii 7GN, wielopozycyjny 1-2-3, 2 pola, 16A, do montażu wewnątrz szafy z czarnym pokrętłem i tabliczką 48x48mm | http://datasheet.lovatoelectric.com/Rotary_cam_switches/POL/7GN1286O.pdf | Rotary cam switch 7GN series, multi-step 1-2-3, 2 poles 16A, for rear mounting with black handle, front plate 48X48mm | http://datasheet.lovatoelectric.com/Rotary_cam_switches/RON/7GN1286O.pdf
7GN1286O48 |  |  | Rotary cam switch 7GN series, multi-step 1-2-3, 2 poles 16A, modular service cover for 35mm DIN reail mounting with black handle, front plate 45X54mm | http://datasheet.lovatoelectric.com/Rotary_cam_switches/ENG/7GN1286O48.pdf | Commutatore a camme serie 7GN, multivia 1-2-3 2 poli da 16A in esecuzione modulare per montaggio su guida DIN con maniglia nera, mostrina 45X54mm | http://datasheet.lovatoelectric.com/Rotary_cam_switches/ITA/7GN1286O48.pdf | Łącznik krzywkowy serii 7GN, wielopozycyjny 1-2-3, 2 pola, 16A, wykonanie modułowe do montażu na szynie DIN 35mm, z czarnym pokrętłem i tabliczką 45x54mm | http://datasheet.lovatoelectric.com/Rotary_cam_switches/POL/7GN1286O48.pdf | Rotary cam switch 7GN series, multi-step 1-2-3, 2 poles 16A, modular service cover for 35mm DIN reail mounting with black handle, front plate 45X54mm | http://datasheet.lovatoelectric.com/Rotary_cam_switches/RON/7GN1286O48.pdf
7GN1286P |  |  | Enclosed rotary cam switch 7GN series, multi-step 1-2-3, 2 poles 16A in plastic enclosure 75X75mm with black handle | http://datasheet.lovatoelectric.com/Rotary_cam_switches/ENG/7GN1286P.pdf | Commutatore a camme serie 7GN, multivia 1-2-3 2 poli da 16A in cassetta plastica 75X75mm con maniglia nera | http://datasheet.lovatoelectric.com/Rotary_cam_switches/ITA/7GN1286P.pdf | Łącznik krzywkowy serii 7GN, wielopozycyjny 1-2-3, 2 pola, 16A, w obudowie 75x75mm i czarnym pokrętłem | http://datasheet.lovatoelectric.com/Rotary_cam_switches/POL/7GN1286P.pdf | Enclosed rotary cam switch 7GN series, multi-step 1-2-3, 2 poles 16A in plastic enclosure 75X75mm with black handle | http://datasheet.lovatoelectric.com/Rotary_cam_switches/RON/7GN1286P.pdf
7GN1286U |  |  | Rotary cam switch 7GN series, multi-step 1-2-3, 2 poles 16A, for front mounting with black handle, front plate 48X48mm | http://datasheet.lovatoelectric.com/Rotary_cam_switches/ENG/7GN1286U.pdf | Commutatore a camme serie 7GN, multivia 1-2-3 2 poli da 16A in esecuzione per montaggio frontale con maniglia nera, mostrina 48X48mm | http://datasheet.lovatoelectric.com/Rotary_cam_switches/ITA/7GN1286U.pdf | Łącznik krzywkowy serii 7GN, wielopozycyjny 1-2-3, 2 pola, 16A, do montażu tablicowego, z czarnym pokrętłem i tabliczką 48x48mm | http://datasheet.lovatoelectric.com/Rotary_cam_switches/POL/7GN1286U.pdf | Rotary cam switch 7GN series, multi-step 1-2-3, 2 poles 16A, for front mounting with black handle, front plate 48X48mm | http://datasheet.lovatoelectric.com/Rotary_cam_switches/RON/7GN1286U.pdf
7GN1286U47 |  |  | Rotary cam switch 7GN series, multi-step 1-2-3, 2 poles 16A, for snap on front mounting with black handle for hole Ø22mm fixing, front plate 48X48mm | http://datasheet.lovatoelectric.com/Rotary_cam_switches/ENG/7GN1286U47.pdf | Commutatore a camme serie 7GN, multivia 1-2-3 2 poli da 16A in esecuzione per montaggio frontale con maniglia nera e fissaggio a scatto per foro diametro 22mm, mostrina 48X48mm | http://datasheet.lovatoelectric.com/Rotary_cam_switches/ITA/7GN1286U47.pdf | Łącznik krzywkowy serii 7GN, wielopozycyjny 1-2-3, 2 pola, 16A, do montażu tablicowego w otworze 22mm z czarnym pokrętłem, montowanym na zatrzask do korpusu i tabliczką 48x48mm | http://datasheet.lovatoelectric.com/Rotary_cam_switches/POL/7GN1286U47.pdf | Rotary cam switch 7GN series, multi-step 1-2-3, 2 poles 16A, for snap on front mounting with black handle for hole Ø22mm fixing, front plate 48X48mm | http://datasheet.lovatoelectric.com/Rotary_cam_switches/RON/7GN1286U47.pdf
7GN1287O |  |  | Rotary cam switch 7GN series, multi-step 1-2-3-4, 2 poles 16A, for rear mounting with black handle, front plate 48X48mm | http://datasheet.lovatoelectric.com/Rotary_cam_switches/ENG/7GN1287O.pdf | Commutatore a camme serie 7GN, multivia 1-2-3-4 2 poli da 16A in esecuzione per montaggio a fondo quadro con maniglia nera, mostrina 48X48mm | http://datasheet.lovatoelectric.com/Rotary_cam_switches/ITA/7GN1287O.pdf | Łącznik krzywkowy serii 7GN, wielopozycyjny 1-2-3-4, 2 pola, 16A, do montażu wewnątrz szafy z czarnym pokrętłem i tabliczką 48x48mm | http://datasheet.lovatoelectric.com/Rotary_cam_switches/POL/7GN1287O.pdf | Rotary cam switch 7GN series, multi-step 1-2-3-4, 2 poles 16A, for rear mounting with black handle, front plate 48X48mm | http://datasheet.lovatoelectric.com/Rotary_cam_switches/RON/7GN1287O.pdf
7GN1287O48 |  |  | Rotary cam switch 7GN series, multi-step 1-2-3-4, 2 poles 16A, modular service cover for 35mm DIN reail mounting with black handle, front plate 45X54mm | http://datasheet.lovatoelectric.com/Rotary_cam_switches/ENG/7GN1287O48.pdf | Commutatore a camme serie 7GN, multivia 1-2-3-4 2 poli da 16A in esecuzione modulare per montaggio su guida DIN con maniglia nera, mostrina 45X54mm | http://datasheet.lovatoelectric.com/Rotary_cam_switches/ITA/7GN1287O48.pdf | Łącznik krzywkowy serii 7GN, wielopozycyjny 1-2-3-4, 2 pola, 16A, wykonanie modułowe do montażu na szynie DIN 35mm, z czarnym pokrętłem i tabliczką 45x54mm | http://datasheet.lovatoelectric.com/Rotary_cam_switches/POL/7GN1287O48.pdf | Rotary cam switch 7GN series, multi-step 1-2-3-4, 2 poles 16A, modular service cover for 35mm DIN reail mounting with black handle, front plate 45X54mm | http://datasheet.lovatoelectric.com/Rotary_cam_switches/RON/7GN1287O48.pdf
7GN1287P |  |  | Enclosed rotary cam switch 7GN series, multi-step 1-2-3-4, 2 poles 16A in plastic enclosure 75X75mm with black handle | http://datasheet.lovatoelectric.com/Rotary_cam_switches/ENG/7GN1287P.pdf | Commutatore a camme serie 7GN, multivia 1-2-3-4 2 poli da 16A in cassetta plastica 75X75mm con maniglia nera | http://datasheet.lovatoelectric.com/Rotary_cam_switches/ITA/7GN1287P.pdf | Łącznik krzywkowy serii 7GN, wielopozycyjny 1-2-3-4, 2 pola, 16A, w obudowie 75x75mm i czarnym pokrętłem | http://datasheet.lovatoelectric.com/Rotary_cam_switches/POL/7GN1287P.pdf | Enclosed rotary cam switch 7GN series, multi-step 1-2-3-4, 2 poles 16A in plastic enclosure 75X75mm with black handle | http://datasheet.lovatoelectric.com/Rotary_cam_switches/RON/7GN1287P.pdf
7GN1287U |  |  | Rotary cam switch 7GN series, multi-step 1-2-3-4, 2 poles 16A, for front mounting with black handle, front plate 48X48mm | http://datasheet.lovatoelectric.com/Rotary_cam_switches/ENG/7GN1287U.pdf | Commutatore a camme serie 7GN, multivia 1-2-3-4 2 poli da 16A in esecuzione per montaggio frontale con maniglia nera, mostrina 48X48mm | http://datasheet.lovatoelectric.com/Rotary_cam_switches/ITA/7GN1287U.pdf | Łącznik krzywkowy serii 7GN, wielopozycyjny 1-2-3-4, 2 pola, 16A, do montażu tablicowego, z czarnym pokrętłem i tabliczką 48x48mm | http://datasheet.lovatoelectric.com/Rotary_cam_switches/POL/7GN1287U.pdf | Rotary cam switch 7GN series, multi-step 1-2-3-4, 2 poles 16A, for front mounting with black handle, front plate 48X48mm | http://datasheet.lovatoelectric.com/Rotary_cam_switches/RON/7GN1287U.pdf
7GN1287U47 |  |  | Rotary cam switch 7GN series, multi-step 1-2-3-4, 2 poles 16A, for snap on front mounting with black handle for hole Ø22mm fixing, front plate 48X48mm | http://datasheet.lovatoelectric.com/Rotary_cam_switches/ENG/7GN1287U47.pdf | Commutatore a camme serie 7GN, multivia 1-2-3-4 2 poli da 16A in esecuzione per montaggio frontale con maniglia nera e fissaggio a scatto per foro diametro 22mm, mostrina 48X48mm | http://datasheet.lovatoelectric.com/Rotary_cam_switches/ITA/7GN1287U47.pdf | Łącznik krzywkowy serii 7GN, wielopozycyjny 1-2-3-4, 2 pola, 16A, do montażu tablicowego w otworze 22mm z czarnym pokrętłem, montowanym na zatrzask do korpusu i tabliczką 48x48mm | http://datasheet.lovatoelectric.com/Rotary_cam_switches/POL/7GN1287U47.pdf | Rotary cam switch 7GN series, multi-step 1-2-3-4, 2 poles 16A, for snap on front mounting with black handle for hole Ø22mm fixing, front plate 48X48mm | http://datasheet.lovatoelectric.com/Rotary_cam_switches/RON/7GN1287U47.pdf
7GN1290O | 7GN2010O.jpg | http://datasheet.lovatoelectric.com/Rotary_cam_switches/products_images/7GN2010O.jpg | Rotary cam switch 7GN series, ON-OFF switch 1 pole 16A, for rear mounting with black handle, front plate 48X48mm | http://datasheet.lovatoelectric.com/Rotary_cam_switches/ENG/7GN1290O.pdf | Commutatore a camme serie 7GN, interruttore 1 polo da 16A in esecuzione per montaggio a fondo quadro con maniglia nera, mostrina 48X48mm | http://datasheet.lovatoelectric.com/Rotary_cam_switches/ITA/7GN1290O.pdf | Łącznik krzywkowy serii 7GN, rozłącznik, 1 pole, 16A, do montażu wewnątrz szafy z czarnym pokrętłem i tabliczką 48x48mm | http://datasheet.lovatoelectric.com/Rotary_cam_switches/POL/7GN1290O.pdf | Rotary cam switch 7GN series, ON-OFF switch 1 pole 16A, for rear mounting with black handle, front plate 48X48mm | http://datasheet.lovatoelectric.com/Rotary_cam_switches/RON/7GN1290O.pdf
7GN1290O48 | 7GN2010O48.jpg | http://datasheet.lovatoelectric.com/Rotary_cam_switches/products_images/7GN2010O48.jpg | Rotary cam switch 7GN series, ON-OFF switch 1 pole 16A, modular service cover for 35mm DIN reail mounting with black handle, front plate 45X54mm | http://datasheet.lovatoelectric.com/Rotary_cam_switches/ENG/7GN1290O48.pdf | Commutatore a camme serie 7GN, interruttore 1 polo da 16A in esecuzione modulare per montaggio su guida DIN con maniglia nera, mostrina 45X54mm | http://datasheet.lovatoelectric.com/Rotary_cam_switches/ITA/7GN1290O48.pdf | Łącznik krzywkowy serii 7GN, rozłącznik, 1 pole, 16A, wykonanie modułowe do montażu na szynie DIN 35mm, z czarnym pokrętłem i tabliczką 45x54mm | http://datasheet.lovatoelectric.com/Rotary_cam_switches/POL/7GN1290O48.pdf | Rotary cam switch 7GN series, ON-OFF switch 1 pole 16A, modular service cover for 35mm DIN reail mounting with black handle, front plate 45X54mm | http://datasheet.lovatoelectric.com/Rotary_cam_switches/RON/7GN1290O48.pdf
7GN1290O88 | 7GN2010O88.jpg | http://datasheet.lovatoelectric.com/Rotary_cam_switches/products_images/7GN2010O88.jpg | Rotary cam switch 7GN series, ON-OFF switch 1 pole 16A, for rear mounting with red/yellow handle padlockable in 0, door coupling and protection covers, front plate 65X65mm | http://datasheet.lovatoelectric.com/Rotary_cam_switches/ENG/7GN1290O88.pdf | Commutatore a camme serie 7GN, interruttore 1 polo da 16A in esecuzione per montaggio a fondo quadro con maniglia giallo/rossa lucchettabile in 0 con funzione blocco porta e copriterminali, mostrina 65X65mm | http://datasheet.lovatoelectric.com/Rotary_cam_switches/ITA/7GN1290O88.pdf | Łącznik krzywkowy serii 7GN, rozłącznik, 1 pole, 16A, do montażu wewnątrz szafy, z żółto/czerwonym pokrętłem blokowanym w pozycji 0, trzpieniem, osłonami zacisków i tabliczką 65x65mm | http://datasheet.lovatoelectric.com/Rotary_cam_switches/POL/7GN1290O88.pdf | Rotary cam switch 7GN series, ON-OFF switch 1 pole 16A, for rear mounting with red/yellow handle padlockable in 0, door coupling and protection covers, front plate 65X65mm | http://datasheet.lovatoelectric.com/Rotary_cam_switches/RON/7GN1290O88.pdf
7GN1290O98 | 7GN2010O98.jpg | http://datasheet.lovatoelectric.com/Rotary_cam_switches/products_images/7GN2010O98.jpg | Rotary cam switch 7GN series, ON-OFF switch 1 pole 16A, for rear mounting with red/yellow handle padlockable in 0, door coupling and protection covers, front plate 65X65mm | http://datasheet.lovatoelectric.com/Rotary_cam_switches/ENG/7GN1290O98.pdf | Commutatore a camme serie 7GN, interruttore 1 polo da 16A in esecuzione per montaggio a fondo quadro con maniglia giallo/rossa lucchettabile in 0 con funzione blocco porta e copriterminali, mostrina 65X65mm | http://datasheet.lovatoelectric.com/Rotary_cam_switches/ITA/7GN1290O98.pdf | Łącznik krzywkowy serii 7GN, rozłącznik, 1 pole, 16A, do montażu wewnątrz szafy, z żółto/czerwonym pokrętłem blokowanym w pozycji 0, trzpieniem, osłonami zacisków i tabliczką 65x65mm | http://datasheet.lovatoelectric.com/Rotary_cam_switches/POL/7GN1290O98.pdf | Rotary cam switch 7GN series, ON-OFF switch 1 pole 16A, for rear mounting with red/yellow handle padlockable in 0, door coupling and protection covers, front plate 65X65mm | http://datasheet.lovatoelectric.com/Rotary_cam_switches/RON/7GN1290O98.pdf
7GN1290P | 7GN2010P.jpg | http://datasheet.lovatoelectric.com/Rotary_cam_switches/products_images/7GN2010P.jpg | Enclosed rotary cam switch 7GN series, ON-OFF switch 1 pole 16A in plastic enclosure 75X75mm with black handle | http://datasheet.lovatoelectric.com/Rotary_cam_switches/ENG/7GN1290P.pdf | Commutatore a camme serie 7GN, interruttore 1 polo da 16A in cassetta plastica 75X75mm con maniglia nera | http://datasheet.lovatoelectric.com/Rotary_cam_switches/ITA/7GN1290P.pdf | Łącznik krzywkowy serii 7GN, rozłącznik, 1 pole, 16A, w obudowie 75x75mm i czarnym pokrętłem | http://datasheet.lovatoelectric.com/Rotary_cam_switches/POL/7GN1290P.pdf | Enclosed rotary cam switch 7GN series, ON-OFF switch 1 pole 16A in plastic enclosure 75X75mm with black handle | http://datasheet.lovatoelectric.com/Rotary_cam_switches/RON/7GN1290P.pdf
7GN1290P25 | 7GN1210P25.jpg | http://datasheet.lovatoelectric.com/Rotary_cam_switches/products_images/7GN1210P25.jpg | Enclosed rotary cam switch 7GN series, ON-OFF switch 1 pole 16A in plastic enclosure 90X90mm with red/yellow handle | http://datasheet.lovatoelectric.com/Rotary_cam_switches/ENG/7GN1290P25.pdf | Commutatore a camme serie 7GN, interruttore 1 polo da 16A in cassetta plastica 90X90mm con maniglia giallo/rossa | http://datasheet.lovatoelectric.com/Rotary_cam_switches/ITA/7GN1290P25.pdf | Łącznik krzywkowy serii 7GN, rozłącznik, 1 pole, 16A, w obudowie 90x90mm i żółto/czerwonym pokrętłem | http://datasheet.lovatoelectric.com/Rotary_cam_switches/POL/7GN1290P25.pdf | Enclosed rotary cam switch 7GN series, ON-OFF switch 1 pole 16A in plastic enclosure 90X90mm with red/yellow handle | http://datasheet.lovatoelectric.com/Rotary_cam_switches/RON/7GN1290P25.pdf
7GN1290U | 7GN2010U.jpg | http://datasheet.lovatoelectric.com/Rotary_cam_switches/products_images/7GN2010U.jpg | Rotary cam switch 7GN series, ON-OFF switch 1 pole 16A, for front mounting with black handle, front plate 48X48mm | http://datasheet.lovatoelectric.com/Rotary_cam_switches/ENG/7GN1290U.pdf | Commutatore a camme serie 7GN, interruttore 1 polo da 16A in esecuzione per montaggio frontale con maniglia nera, mostrina 48X48mm | http://datasheet.lovatoelectric.com/Rotary_cam_switches/ITA/7GN1290U.pdf | Łącznik krzywkowy serii 7GN, rozłącznik, 1 pole, 16A, do montażu tablicowego, z czarnym pokrętłem i tabliczką 48x48mm | http://datasheet.lovatoelectric.com/Rotary_cam_switches/POL/7GN1290U.pdf | Rotary cam switch 7GN series, ON-OFF switch 1 pole 16A, for front mounting with black handle, front plate 48X48mm | http://datasheet.lovatoelectric.com/Rotary_cam_switches/RON/7GN1290U.pdf
7GN1290U11 | 7GN2010U11.jpg | http://datasheet.lovatoelectric.com/Rotary_cam_switches/products_images/7GN2010U11.jpg | Rotary cam switch 7GN series, ON-OFF switch 1 pole 16A, for front mounting with black handle without front plate for hole Ø22mm fixing | http://datasheet.lovatoelectric.com/Rotary_cam_switches/ENG/7GN1290U11.pdf | Commutatore a camme serie 7GN, interruttore 1 polo da 16A in esecuzione per montaggio frontale con maniglia nera senza mostrina con fissaggio foro diametro 22mm | http://datasheet.lovatoelectric.com/Rotary_cam_switches/ITA/7GN1290U11.pdf | Łącznik krzywkowy serii 7GN, rozłącznik, 1 pole, 16A, do montażu tablicowego w otworze 22mm, z czarnym pokrętłem bez tabliczki | http://datasheet.lovatoelectric.com/Rotary_cam_switches/POL/7GN1290U11.pdf | Rotary cam switch 7GN series, ON-OFF switch 1 pole 16A, for front mounting with black handle without front plate for hole Ø22mm fixing | http://datasheet.lovatoelectric.com/Rotary_cam_switches/RON/7GN1290U11.pdf
7GN1290U12 | 7GN2010U12.jpg | http://datasheet.lovatoelectric.com/Rotary_cam_switches/products_images/7GN2010U12.jpg | Rotary cam switch 7GN series, ON-OFF switch 1 pole 16A, for front mounting without front plate with key operation for hole Ø22mm fixing | http://datasheet.lovatoelectric.com/Rotary_cam_switches/ENG/7GN1290U12.pdf | Commutatore a camme serie 7GN, interruttore 1 polo da 16A in esecuzione per montaggio frontale senza mostrina con comando a chiave e fissaggio foro diametro 22mm | http://datasheet.lovatoelectric.com/Rotary_cam_switches/ITA/7GN1290U12.pdf | Łącznik krzywkowy serii 7GN, rozłącznik, 1 pole, 16A, do montażu tablicowego w otworze 22mm, sterowanie kluczem, bez tabliczki | http://datasheet.lovatoelectric.com/Rotary_cam_switches/POL/7GN1290U12.pdf | Rotary cam switch 7GN series, ON-OFF switch 1 pole 16A, for front mounting without front plate with key operation for hole Ø22mm fixing | http://datasheet.lovatoelectric.com/Rotary_cam_switches/RON/7GN1290U12.pdf
7GN1290U25 | 7GN2010U25.jpg | http://datasheet.lovatoelectric.com/Rotary_cam_switches/products_images/7GN2010U25.jpg | Rotary cam switch 7GN series, ON-OFF switch 1 pole 16A, for front mounting with red/yellow handle padlockable in 0 and protection covers, front plate 65X65mm | http://datasheet.lovatoelectric.com/Rotary_cam_switches/ENG/7GN1290U25.pdf | Commutatore a camme serie 7GN, interruttore 1 polo da 16A in esecuzione per montaggio frontale con maniglia giallo/rossa lucchettabile in 0 e copriterminali, mostrina 65X65mm | http://datasheet.lovatoelectric.com/Rotary_cam_switches/ITA/7GN1290U25.pdf | Łącznik krzywkowy serii 7GN, rozłącznik, 1 pole, 16A, do montażu tablicowego, z żółto/czerwonym pokrętłem blokowanym w pozycji 0, osłonami zacisków i tabliczką 65x65mm | http://datasheet.lovatoelectric.com/Rotary_cam_switches/POL/7GN1290U25.pdf | Rotary cam switch 7GN series, ON-OFF switch 1 pole 16A, for front mounting with red/yellow handle padlockable in 0 and protection covers, front plate 65X65mm | http://datasheet.lovatoelectric.com/Rotary_cam_switches/RON/7GN1290U25.pdf
7GN1290U47 | 7GN2010U47.jpg | http://datasheet.lovatoelectric.com/Rotary_cam_switches/products_images/7GN2010U47.jpg | Rotary cam switch 7GN series, ON-OFF switch 1 pole 16A, for snap on front mounting with black handle for hole Ø22mm fixing, front plate 48X48mm | http://datasheet.lovatoelectric.com/Rotary_cam_switches/ENG/7GN1290U47.pdf | Commutatore a camme serie 7GN, interruttore 1 polo da 16A in esecuzione per montaggio frontale con maniglia nera e fissaggio a scatto per foro diametro 22mm, mostrina 48x48mm | http://datasheet.lovatoelectric.com/Rotary_cam_switches/ITA/7GN1290U47.pdf | Łącznik krzywkowy serii 7GN, rozłącznik, 1 pole, 16A, do montażu tablicowego w otworze 22mm z czarnym pokrętłem, montowanym na zatrzask do korpusu i tabliczką 48x48mm | http://datasheet.lovatoelectric.com/Rotary_cam_switches/POL/7GN1290U47.pdf | Rotary cam switch 7GN series, ON-OFF switch 1 pole 16A, for snap on front mounting with black handle for hole Ø22mm fixing, front plate 48X48mm | http://datasheet.lovatoelectric.com/Rotary_cam_switches/RON/7GN1290U47.pdf
7GN1290U65 | 7GN2010U65.jpg | http://datasheet.lovatoelectric.com/Rotary_cam_switches/products_images/7GN2010U65.jpg | Rotary cam switch 7GN series, ON-OFF switch 1 pole 16A, for front mounting with red/yellow handle padlockable in 0 and protection covers, front plate 65X65mm | http://datasheet.lovatoelectric.com/Rotary_cam_switches/ENG/7GN1290U65.pdf | Commutatore a camme serie 7GN, interruttore 1 polo da 16A in esecuzione per montaggio frontale con maniglia giallo/rossa lucchettabile in 0 e copriterminali, mostrina 65X65mm | http://datasheet.lovatoelectric.com/Rotary_cam_switches/ITA/7GN1290U65.pdf | Łącznik krzywkowy serii 7GN, rozłącznik, 1 pole, 16A, do montażu tablicowego, z żółto/czerwonym pokrętłem blokowanym w pozycji 0, osłonami zacisków i tabliczką 65x65mm | http://datasheet.lovatoelectric.com/Rotary_cam_switches/POL/7GN1290U65.pdf | Rotary cam switch 7GN series, ON-OFF switch 1 pole 16A, for front mounting with red/yellow handle padlockable in 0 and protection covers, front plate 65X65mm | http://datasheet.lovatoelectric.com/Rotary_cam_switches/RON/7GN1290U65.pdf
7GN1291O | 7GN2010O.jpg | http://datasheet.lovatoelectric.com/Rotary_cam_switches/products_images/7GN2010O.jpg | Rotary cam switch 7GN series, ON-OFF switch 2 poles 16A, for rear mounting with black handle, front plate 48X48mm | http://datasheet.lovatoelectric.com/Rotary_cam_switches/ENG/7GN1291O.pdf | Commutatore a camme serie 7GN, interruttore 2 poli da 16A in esecuzione per montaggio a fondo quadro con maniglia nera, mostrina 48X48mm | http://datasheet.lovatoelectric.com/Rotary_cam_switches/ITA/7GN1291O.pdf | Łącznik krzywkowy serii 7GN, rozłącznik, 2 pola, 16A, do montażu wewnątrz szafy z czarnym pokrętłem i tabliczką 48x48mm | http://datasheet.lovatoelectric.com/Rotary_cam_switches/POL/7GN1291O.pdf | Rotary cam switch 7GN series, ON-OFF switch 2 poles 16A, for rear mounting with black handle, front plate 48X48mm | http://datasheet.lovatoelectric.com/Rotary_cam_switches/RON/7GN1291O.pdf
7GN1291O48 | 7GN2010O48.jpg | http://datasheet.lovatoelectric.com/Rotary_cam_switches/products_images/7GN2010O48.jpg | Rotary cam switch 7GN series, ON-OFF switch 2 poles 16A, modular service cover for 35mm DIN reail mounting with black handle, front plate 45X54mm | http://datasheet.lovatoelectric.com/Rotary_cam_switches/ENG/7GN1291O48.pdf | Commutatore a camme serie 7GN, interruttore 2 poli da 16A in esecuzione modulare per montaggio su guida DIN con maniglia nera, mostrina 45X54mm | http://datasheet.lovatoelectric.com/Rotary_cam_switches/ITA/7GN1291O48.pdf | Łącznik krzywkowy serii 7GN, rozłącznik, 2 pola, 16A, wykonanie modułowe do montażu na szynie DIN 35mm, z czarnym pokrętłem i tabliczką 45x54mm | http://datasheet.lovatoelectric.com/Rotary_cam_switches/POL/7GN1291O48.pdf | Rotary cam switch 7GN series, ON-OFF switch 2 poles 16A, modular service cover for 35mm DIN reail mounting with black handle, front plate 45X54mm | http://datasheet.lovatoelectric.com/Rotary_cam_switches/RON/7GN1291O48.pdf
7GN1291O88 | 7GN2010O88.jpg | http://datasheet.lovatoelectric.com/Rotary_cam_switches/products_images/7GN2010O88.jpg | Rotary cam switch 7GN series, ON-OFF switch 2 poles 16A, for rear mounting with red/yellow handle padlockable in 0, door coupling and protection covers, front plate 65X65mm | http://datasheet.lovatoelectric.com/Rotary_cam_switches/ENG/7GN1291O88.pdf | Commutatore a camme serie 7GN, interruttore 2 poli da 16A in esecuzione per montaggio a fondo quadro con maniglia giallo/rossa lucchettabile in 0 con funzione blocco porta e copriterminali, mostrina 65X65mm | http://datasheet.lovatoelectric.com/Rotary_cam_switches/ITA/7GN1291O88.pdf | Łącznik krzywkowy serii 7GN, rozłącznik, 2 pola, 16A, do montażu wewnątrz szafy, z żółto/czerwonym pokrętłem blokowanym w pozycji 0, trzpieniem, osłonami zacisków i tabliczką 65x65mm | http://datasheet.lovatoelectric.com/Rotary_cam_switches/POL/7GN1291O88.pdf | Rotary cam switch 7GN series, ON-OFF switch 2 poles 16A, for rear mounting with red/yellow handle padlockable in 0, door coupling and protection covers, front plate 65X65mm | http://datasheet.lovatoelectric.com/Rotary_cam_switches/RON/7GN1291O88.pdf
7GN1291O98 | 7GN2010O98.jpg | http://datasheet.lovatoelectric.com/Rotary_cam_switches/products_images/7GN2010O98.jpg | Rotary cam switch 7GN series, ON-OFF switch 2 poles 16A, for rear mounting with red/yellow handle padlockable in 0, door coupling and protection covers, front plate 65X65mm | http://datasheet.lovatoelectric.com/Rotary_cam_switches/ENG/7GN1291O98.pdf | Commutatore a camme serie 7GN, interruttore 2 poli da 16A in esecuzione per montaggio a fondo quadro con maniglia giallo/rossa lucchettabile in 0 con funzione blocco porta e copriterminali, mostrina 65X65mm | http://datasheet.lovatoelectric.com/Rotary_cam_switches/ITA/7GN1291O98.pdf | Łącznik krzywkowy serii 7GN, rozłącznik, 2 pola, 16A, do montażu wewnątrz szafy, z żółto/czerwonym pokrętłem blokowanym w pozycji 0, trzpieniem, osłonami zacisków i tabliczką 65x65mm | http://datasheet.lovatoelectric.com/Rotary_cam_switches/POL/7GN1291O98.pdf | Rotary cam switch 7GN series, ON-OFF switch 2 poles 16A, for rear mounting with red/yellow handle padlockable in 0, door coupling and protection covers, front plate 65X65mm | http://datasheet.lovatoelectric.com/Rotary_cam_switches/RON/7GN1291O98.pdf
7GN1291P | 7GN2010P.jpg | http://datasheet.lovatoelectric.com/Rotary_cam_switches/products_images/7GN2010P.jpg | Enclosed rotary cam switch 7GN series, ON-OFF switch 2 poles 16A in plastic enclosure 75X75mm with black handle | http://datasheet.lovatoelectric.com/Rotary_cam_switches/ENG/7GN1291P.pdf | Commutatore a camme serie 7GN, interruttore 2 poli da 16A in cassetta plastica 75X75mm con maniglia nera | http://datasheet.lovatoelectric.com/Rotary_cam_switches/ITA/7GN1291P.pdf | Łącznik krzywkowy serii 7GN, rozłącznik, 2 pola, 16A, w obudowie 75x75mm i czarnym pokrętłem | http://datasheet.lovatoelectric.com/Rotary_cam_switches/POL/7GN1291P.pdf | Enclosed rotary cam switch 7GN series, ON-OFF switch 2 poles 16A in plastic enclosure 75X75mm with black handle | http://datasheet.lovatoelectric.com/Rotary_cam_switches/RON/7GN1291P.pdf
7GN1291P25 | 7GN1210P25.jpg | http://datasheet.lovatoelectric.com/Rotary_cam_switches/products_images/7GN1210P25.jpg | Enclosed rotary cam switch 7GN series, ON-OFF switch 2 poles 16A in plastic enclosure 90X90mm with red/yellow handle | http://datasheet.lovatoelectric.com/Rotary_cam_switches/ENG/7GN1291P25.pdf | Commutatore a camme serie 7GN, interruttore 2 poli da 16A in cassetta plastica 90X90mm con maniglia giallo/rossa | http://datasheet.lovatoelectric.com/Rotary_cam_switches/ITA/7GN1291P25.pdf | Łącznik krzywkowy serii 7GN, rozłącznik, 2 pola, 16A, w obudowie 90x90mm i żółto/czerwonym pokrętłem | http://datasheet.lovatoelectric.com/Rotary_cam_switches/POL/7GN1291P25.pdf | Enclosed rotary cam switch 7GN series, ON-OFF switch 2 poles 16A in plastic enclosure 90X90mm with red/yellow handle | http://datasheet.lovatoelectric.com/Rotary_cam_switches/RON/7GN1291P25.pdf
7GN1291U | 7GN2010U.jpg | http://datasheet.lovatoelectric.com/Rotary_cam_switches/products_images/7GN2010U.jpg | Rotary cam switch 7GN series, ON-OFF switch 2 poles 16A, for front mounting with black handle, front plate 48X48mm | http://datasheet.lovatoelectric.com/Rotary_cam_switches/ENG/7GN1291U.pdf | Commutatore a camme serie 7GN, interruttore 2 poli da 16A in esecuzione per montaggio frontale con maniglia nera, mostrina 48X48mm | http://datasheet.lovatoelectric.com/Rotary_cam_switches/ITA/7GN1291U.pdf | Łącznik krzywkowy serii 7GN, rozłącznik, 2 pola, 16A, do montażu tablicowego, z czarnym pokrętłem i tabliczką 48x48mm | http://datasheet.lovatoelectric.com/Rotary_cam_switches/POL/7GN1291U.pdf | Rotary cam switch 7GN series, ON-OFF switch 2 poles 16A, for front mounting with black handle, front plate 48X48mm | http://datasheet.lovatoelectric.com/Rotary_cam_switches/RON/7GN1291U.pdf
7GN1291U11 | 7GN2010U11.jpg | http://datasheet.lovatoelectric.com/Rotary_cam_switches/products_images/7GN2010U11.jpg | Rotary cam switch 7GN series, ON-OFF switch 2 poles 16A, for front mounting with black handle without front plate for hole Ø22mm fixing | http://datasheet.lovatoelectric.com/Rotary_cam_switches/ENG/7GN1291U11.pdf | Commutatore a camme serie 7GN, interruttore 2 poli da 16A in esecuzione per montaggio frontale con maniglia nera senza mostrina con fissaggio foro diametro 22mm | http://datasheet.lovatoelectric.com/Rotary_cam_switches/ITA/7GN1291U11.pdf | Łącznik krzywkowy serii 7GN, rozłącznik, 2 pola, 16A, do montażu tablicowego w otworze 22mm, z czarnym pokrętłem bez tabliczki | http://datasheet.lovatoelectric.com/Rotary_cam_switches/POL/7GN1291U11.pdf | Rotary cam switch 7GN series, ON-OFF switch 2 poles 16A, for front mounting with black handle without front plate for hole Ø22mm fixing | http://datasheet.lovatoelectric.com/Rotary_cam_switches/RON/7GN1291U11.pdf
7GN1291U12 | 7GN2010U12.jpg | http://datasheet.lovatoelectric.com/Rotary_cam_switches/products_images/7GN2010U12.jpg | Rotary cam switch 7GN series, ON-OFF switch 2 poles 16A, for front mounting without front plate with key operation for hole Ø22mm fixing | http://datasheet.lovatoelectric.com/Rotary_cam_switches/ENG/7GN1291U12.pdf | Commutatore a camme serie 7GN, interruttore 2 poli da 16A in esecuzione per montaggio frontale senza mostrina con comando a chiave e fissaggio foro diametro 22mm | http://datasheet.lovatoelectric.com/Rotary_cam_switches/ITA/7GN1291U12.pdf | Łącznik krzywkowy serii 7GN, rozłącznik, 2 pola, 16A, do montażu tablicowego w otworze 22mm, sterowanie kluczem, bez tabliczki | http://datasheet.lovatoelectric.com/Rotary_cam_switches/POL/7GN1291U12.pdf | Rotary cam switch 7GN series, ON-OFF switch 2 poles 16A, for front mounting without front plate with key operation for hole Ø22mm fixing | http://datasheet.lovatoelectric.com/Rotary_cam_switches/RON/7GN1291U12.pdf
7GN1291U25 | 7GN2010U25.jpg | http://datasheet.lovatoelectric.com/Rotary_cam_switches/products_images/7GN2010U25.jpg | Rotary cam switch 7GN series, ON-OFF switch 2 poles 16A, for front mounting with red/yellow handle padlockable in 0 and protection covers, front plate 65X65mm | http://datasheet.lovatoelectric.com/Rotary_cam_switches/ENG/7GN1291U25.pdf | Commutatore a camme serie 7GN, interruttore 2 poli da 16A in esecuzione per montaggio frontale con maniglia giallo/rossa lucchettabile in 0 e copriterminali, mostrina 65X65mm | http://datasheet.lovatoelectric.com/Rotary_cam_switches/ITA/7GN1291U25.pdf | Łącznik krzywkowy serii 7GN, rozłącznik, 2 pola, 16A, do montażu tablicowego, z żółto/czerwonym pokrętłem blokowanym w pozycji 0, osłonami zacisków i tabliczką 65x65mm | http://datasheet.lovatoelectric.com/Rotary_cam_switches/POL/7GN1291U25.pdf | Rotary cam switch 7GN series, ON-OFF switch 2 poles 16A, for front mounting with red/yellow handle padlockable in 0 and protection covers, front plate 65X65mm | http://datasheet.lovatoelectric.com/Rotary_cam_switches/RON/7GN1291U25.pdf
7GN1291U47 | 7GN2010U47.jpg | http://datasheet.lovatoelectric.com/Rotary_cam_switches/products_images/7GN2010U47.jpg | Rotary cam switch 7GN series, ON-OFF switch 2 poles 16A, for snap on front mounting with black handle for hole Ø22mm fixing, front plate 48X48mm | http://datasheet.lovatoelectric.com/Rotary_cam_switches/ENG/7GN1291U47.pdf | Commutatore a camme serie 7GN, interruttore 2 poli da 16A in esecuzione per montaggio frontale con maniglia nera e fissaggio a scatto per foro diametro 22mm, mostrina 48x48mm | http://datasheet.lovatoelectric.com/Rotary_cam_switches/ITA/7GN1291U47.pdf | Łącznik krzywkowy serii 7GN, rozłącznik, 2 pola, 16A, do montażu tablicowego w otworze 22mm z czarnym pokrętłem, montowanym na zatrzask do korpusu i tabliczką 48x48mm | http://datasheet.lovatoelectric.com/Rotary_cam_switches/POL/7GN1291U47.pdf | Rotary cam switch 7GN series, ON-OFF switch 2 poles 16A, for snap on front mounting with black handle for hole Ø22mm fixing, front plate 48X48mm | http://datasheet.lovatoelectric.com/Rotary_cam_switches/RON/7GN1291U47.pdf
7GN1291U65 | 7GN2010U65.jpg | http://datasheet.lovatoelectric.com/Rotary_cam_switches/products_images/7GN2010U65.jpg | Rotary cam switch 7GN series, ON-OFF switch 2 poles 16A, for front mounting with red/yellow handle padlockable in 0 and protection covers, front plate 65X65mm | http://datasheet.lovatoelectric.com/Rotary_cam_switches/ENG/7GN1291U65.pdf | Commutatore a camme serie 7GN, interruttore 2 poli da 16A in esecuzione per montaggio frontale con maniglia giallo/rossa lucchettabile in 0 e copriterminali, mostrina 65X65mm | http://datasheet.lovatoelectric.com/Rotary_cam_switches/ITA/7GN1291U65.pdf | Łącznik krzywkowy serii 7GN, rozłącznik, 2 pola, 16A, do montażu tablicowego, z żółto/czerwonym pokrętłem blokowanym w pozycji 0, osłonami zacisków i tabliczką 65x65mm | http://datasheet.lovatoelectric.com/Rotary_cam_switches/POL/7GN1291U65.pdf | Rotary cam switch 7GN series, ON-OFF switch 2 poles 16A, for front mounting with red/yellow handle padlockable in 0 and protection covers, front plate 65X65mm | http://datasheet.lovatoelectric.com/Rotary_cam_switches/RON/7GN1291U65.pdf
7GN1292O | 7GN2010O.jpg | http://datasheet.lovatoelectric.com/Rotary_cam_switches/products_images/7GN2010O.jpg | Rotary cam switch 7GN series, ON-OFF switch 4 poles 16A, for rear mounting with black handle, front plate 90X90mm | http://datasheet.lovatoelectric.com/Rotary_cam_switches/ENG/7GN1292O.pdf | Commutatore a camme serie 7GN, interruttore 4 poli da 16A in esecuzione per montaggio a fondo quadro con maniglia nera, mostrina 48X48mm | http://datasheet.lovatoelectric.com/Rotary_cam_switches/ITA/7GN1292O.pdf | Łącznik krzywkowy serii 7GN, rozłącznik, 4 pola, 16A, do montażu wewnątrz szafy z czarnym pokrętłem i tabliczką 90x90mm | http://datasheet.lovatoelectric.com/Rotary_cam_switches/POL/7GN1292O.pdf | Rotary cam switch 7GN series, ON-OFF switch 4 poles 16A, for rear mounting with black handle, front plate 90X90mm | http://datasheet.lovatoelectric.com/Rotary_cam_switches/RON/7GN1292O.pdf
7GN1292O48 | 7GN2010O48.jpg | http://datasheet.lovatoelectric.com/Rotary_cam_switches/products_images/7GN2010O48.jpg | Rotary cam switch 7GN series, ON-OFF switch 4 poles 16A, modular service cover for 35mm DIN reail mounting with black handle, front plate 45X54mm | http://datasheet.lovatoelectric.com/Rotary_cam_switches/ENG/7GN1292O48.pdf | Commutatore a camme serie 7GN, interruttore 4 poli da 16A in esecuzione modulare per montaggio su guida DIN con maniglia nera, mostrina 45X54mm | http://datasheet.lovatoelectric.com/Rotary_cam_switches/ITA/7GN1292O48.pdf | Łącznik krzywkowy serii 7GN, rozłącznik, 4 pola, 16A, wykonanie modułowe do montażu na szynie DIN 35mm, z czarnym pokrętłem i tabliczką 45x54mm | http://datasheet.lovatoelectric.com/Rotary_cam_switches/POL/7GN1292O48.pdf | Rotary cam switch 7GN series, ON-OFF switch 4 poles 16A, modular service cover for 35mm DIN reail mounting with black handle, front plate 45X54mm | http://datasheet.lovatoelectric.com/Rotary_cam_switches/RON/7GN1292O48.pdf
7GN1292O88 | 7GN2010O88.jpg | http://datasheet.lovatoelectric.com/Rotary_cam_switches/products_images/7GN2010O88.jpg | Rotary cam switch 7GN series, ON-OFF switch 4 poles 16A, for rear mounting with red/yellow handle padlockable in 0, door coupling and protection covers, front plate 65X65mm | http://datasheet.lovatoelectric.com/Rotary_cam_switches/ENG/7GN1292O88.pdf | Commutatore a camme serie 7GN, interruttore 4 poli da 16A in esecuzione per montaggio a fondo quadro con maniglia giallo/rossa lucchettabile in 0 con funzione blocco porta e copriterminali, mostrina 65X65mm | http://datasheet.lovatoelectric.com/Rotary_cam_switches/ITA/7GN1292O88.pdf | Łącznik krzywkowy serii 7GN, rozłącznik, 4 pola, 16A, do montażu wewnątrz szafy, z żółto/czerwonym pokrętłem blokowanym w pozycji 0, trzpieniem, osłonami zacisków i tabliczką 65x65mm | http://datasheet.lovatoelectric.com/Rotary_cam_switches/POL/7GN1292O88.pdf | Rotary cam switch 7GN series, ON-OFF switch 4 poles 16A, for rear mounting with red/yellow handle padlockable in 0, door coupling and protection covers, front plate 65X65mm | http://datasheet.lovatoelectric.com/Rotary_cam_switches/RON/7GN1292O88.pdf
7GN1292O98 | 7GN2010O98.jpg | http://datasheet.lovatoelectric.com/Rotary_cam_switches/products_images/7GN2010O98.jpg | Rotary cam switch 7GN series, ON-OFF switch 4 poles 16A, for rear mounting with red/yellow handle padlockable in 0, door coupling and protection covers, front plate 65X65mm | http://datasheet.lovatoelectric.com/Rotary_cam_switches/ENG/7GN1292O98.pdf | Commutatore a camme serie 7GN, interruttore 4 poli da 16A in esecuzione per montaggio a fondo quadro con maniglia giallo/rossa lucchettabile in 0 con funzione blocco porta e copriterminali, mostrina 65X65mm | http://datasheet.lovatoelectric.com/Rotary_cam_switches/ITA/7GN1292O98.pdf | Łącznik krzywkowy serii 7GN, rozłącznik, 4 pola, 16A, do montażu wewnątrz szafy, z żółto/czerwonym pokrętłem blokowanym w pozycji 0, trzpieniem, osłonami zacisków i tabliczką 65x65mm | http://datasheet.lovatoelectric.com/Rotary_cam_switches/POL/7GN1292O98.pdf | Rotary cam switch 7GN series, ON-OFF switch 4 poles 16A, for rear mounting with red/yellow handle padlockable in 0, door coupling and protection covers, front plate 65X65mm | http://datasheet.lovatoelectric.com/Rotary_cam_switches/RON/7GN1292O98.pdf
7GN1292P | 7GN2010P.jpg | http://datasheet.lovatoelectric.com/Rotary_cam_switches/products_images/7GN2010P.jpg | Enclosed rotary cam switch 7GN series, ON-OFF switch 4 poles 16A in plastic enclosure 75X75mm with black handle | http://datasheet.lovatoelectric.com/Rotary_cam_switches/ENG/7GN1292P.pdf | Commutatore a camme serie 7GN, interruttore 4 poli da 16A in cassetta plastica 75X75mm con maniglia nera | http://datasheet.lovatoelectric.com/Rotary_cam_switches/ITA/7GN1292P.pdf | Łącznik krzywkowy serii 7GN, rozłącznik, 4 pola, 16A, w obudowie 75x75mm i czarnym pokrętłem | http://datasheet.lovatoelectric.com/Rotary_cam_switches/POL/7GN1292P.pdf | Enclosed rotary cam switch 7GN series, ON-OFF switch 4 poles 16A in plastic enclosure 75X75mm with black handle | http://datasheet.lovatoelectric.com/Rotary_cam_switches/RON/7GN1292P.pdf
7GN1292P25 | 7GN1210P25.jpg | http://datasheet.lovatoelectric.com/Rotary_cam_switches/products_images/7GN1210P25.jpg | Enclosed rotary cam switch 7GN series, ON-OFF switch 4 poles 16A in plastic enclosure 90X90mm with red/yellow handle | http://datasheet.lovatoelectric.com/Rotary_cam_switches/ENG/7GN1292P25.pdf | Commutatore a camme serie 7GN, interruttore 4 poli da 16A in cassetta plastica 90X90mm con maniglia giallo/rossa | http://datasheet.lovatoelectric.com/Rotary_cam_switches/ITA/7GN1292P25.pdf | Łącznik krzywkowy serii 7GN, rozłącznik, 4 pola, 16A, w obudowie 90x90mm i żółto/czerwonym pokrętłem | http://datasheet.lovatoelectric.com/Rotary_cam_switches/POL/7GN1292P25.pdf | Enclosed rotary cam switch 7GN series, ON-OFF switch 4 poles 16A in plastic enclosure 90X90mm with red/yellow handle | http://datasheet.lovatoelectric.com/Rotary_cam_switches/RON/7GN1292P25.pdf
7GN1292U | 7GN2010U.jpg | http://datasheet.lovatoelectric.com/Rotary_cam_switches/products_images/7GN2010U.jpg | Rotary cam switch 7GN series, ON-OFF switch 4 poles 16A, for front mounting with black handle, front plate 90X90mm | http://datasheet.lovatoelectric.com/Rotary_cam_switches/ENG/7GN1292U.pdf | Commutatore a camme serie 7GN, interruttore 4 poli da 16A in esecuzione per montaggio frontale con maniglia nera, mostrina 48X48mm | http://datasheet.lovatoelectric.com/Rotary_cam_switches/ITA/7GN1292U.pdf | Łącznik krzywkowy serii 7GN, rozłącznik, 4 pola, 16A, do montażu tablicowego, z czarnym pokrętłem i tabliczką 90x90mm | http://datasheet.lovatoelectric.com/Rotary_cam_switches/POL/7GN1292U.pdf | Rotary cam switch 7GN series, ON-OFF switch 4 poles 16A, for front mounting with black handle, front plate 90X90mm | http://datasheet.lovatoelectric.com/Rotary_cam_switches/RON/7GN1292U.pdf
7GN1292U11 | 7GN2010U11.jpg | http://datasheet.lovatoelectric.com/Rotary_cam_switches/products_images/7GN2010U11.jpg | Rotary cam switch 7GN series, ON-OFF switch 4 poles 16A, for front mounting with black handle without front plate for hole Ø22mm fixing | http://datasheet.lovatoelectric.com/Rotary_cam_switches/ENG/7GN1292U11.pdf | Commutatore a camme serie 7GN, interruttore 4 poli da 16A in esecuzione per montaggio frontale con maniglia nera senza mostrina con fissaggio foro diametro 22mm | http://datasheet.lovatoelectric.com/Rotary_cam_switches/ITA/7GN1292U11.pdf | Łącznik krzywkowy serii 7GN, rozłącznik, 4 pola, 16A, do montażu tablicowego w otworze 22mm, z czarnym pokrętłem bez tabliczki | http://datasheet.lovatoelectric.com/Rotary_cam_switches/POL/7GN1292U11.pdf | Rotary cam switch 7GN series, ON-OFF switch 4 poles 16A, for front mounting with black handle without front plate for hole Ø22mm fixing | http://datasheet.lovatoelectric.com/Rotary_cam_switches/RON/7GN1292U11.pdf
7GN1292U12 | 7GN2010U12.jpg | http://datasheet.lovatoelectric.com/Rotary_cam_switches/products_images/7GN2010U12.jpg | Rotary cam switch 7GN series, ON-OFF switch 4 poles 16A, for front mounting without front plate with key operation for hole Ø22mm fixing | http://datasheet.lovatoelectric.com/Rotary_cam_switches/ENG/7GN1292U12.pdf | Commutatore a camme serie 7GN, interruttore 4 poli da 16A in esecuzione per montaggio frontale senza mostrina con comando a chiave e fissaggio foro diametro 22mm | http://datasheet.lovatoelectric.com/Rotary_cam_switches/ITA/7GN1292U12.pdf | Łącznik krzywkowy serii 7GN, rozłącznik, 4 pola, 16A, do montażu tablicowego w otworze 22mm, sterowanie kluczem, bez tabliczki | http://datasheet.lovatoelectric.com/Rotary_cam_switches/POL/7GN1292U12.pdf | Rotary cam switch 7GN series, ON-OFF switch 4 poles 16A, for front mounting without front plate with key operation for hole Ø22mm fixing | http://datasheet.lovatoelectric.com/Rotary_cam_switches/RON/7GN1292U12.pdf
7GN1292U25 | 7GN2010U25.jpg | http://datasheet.lovatoelectric.com/Rotary_cam_switches/products_images/7GN2010U25.jpg | Rotary cam switch 7GN series, ON-OFF switch 4 poles 16A, for front mounting with red/yellow handle padlockable in 0 and protection covers, front plate 65X65mm | http://datasheet.lovatoelectric.com/Rotary_cam_switches/ENG/7GN1292U25.pdf | Commutatore a camme serie 7GN, interruttore 4 poli da 16A in esecuzione per montaggio frontale con maniglia giallo/rossa lucchettabile in 0 e copriterminali, mostrina 65X65mm | http://datasheet.lovatoelectric.com/Rotary_cam_switches/ITA/7GN1292U25.pdf | Łącznik krzywkowy serii 7GN, rozłącznik, 4 pola, 16A, do montażu tablicowego, z żółto/czerwonym pokrętłem blokowanym w pozycji 0, osłonami zacisków i tabliczką 65x65mm | http://datasheet.lovatoelectric.com/Rotary_cam_switches/POL/7GN1292U25.pdf | Rotary cam switch 7GN series, ON-OFF switch 4 poles 16A, for front mounting with red/yellow handle padlockable in 0 and protection covers, front plate 65X65mm | http://datasheet.lovatoelectric.com/Rotary_cam_switches/RON/7GN1292U25.pdf
7GN1292U47 | 7GN2010U47.jpg | http://datasheet.lovatoelectric.com/Rotary_cam_switches/products_images/7GN2010U47.jpg | Rotary cam switch 7GN series, ON-OFF switch 4 poles 16A, for snap on front mounting with black handle for hole Ø22mm fixing, front plate 48X48mm | http://datasheet.lovatoelectric.com/Rotary_cam_switches/ENG/7GN1292U47.pdf | Commutatore a camme serie 7GN, interruttore 4 poli da 16A in esecuzione per montaggio frontale con maniglia nera e fissaggio a scatto per foro diametro 22mm, mostrina 48x48mm | http://datasheet.lovatoelectric.com/Rotary_cam_switches/ITA/7GN1292U47.pdf | Łącznik krzywkowy serii 7GN, rozłącznik, 4 pola, 16A, do montażu tablicowego w otworze 22mm z czarnym pokrętłem, montowanym na zatrzask do korpusu i tabliczką 48x48mm | http://datasheet.lovatoelectric.com/Rotary_cam_switches/POL/7GN1292U47.pdf | Rotary cam switch 7GN series, ON-OFF switch 4 poles 16A, for snap on front mounting with black handle for hole Ø22mm fixing, front plate 48X48mm | http://datasheet.lovatoelectric.com/Rotary_cam_switches/RON/7GN1292U47.pdf
7GN1292U65 | 7GN2010U65.jpg | http://datasheet.lovatoelectric.com/Rotary_cam_switches/products_images/7GN2010U65.jpg | Rotary cam switch 7GN series, ON-OFF switch 4 poles 16A, for front mounting with red/yellow handle padlockable in 0 and protection covers, front plate 65X65mm | http://datasheet.lovatoelectric.com/Rotary_cam_switches/ENG/7GN1292U65.pdf | Commutatore a camme serie 7GN, interruttore 4 poli da 16A in esecuzione per montaggio frontale con maniglia giallo/rossa lucchettabile in 0 e copriterminali, mostrina 65X65mm | http://datasheet.lovatoelectric.com/Rotary_cam_switches/ITA/7GN1292U65.pdf | Łącznik krzywkowy serii 7GN, rozłącznik, 4 pola, 16A, do montażu tablicowego, z żółto/czerwonym pokrętłem blokowanym w pozycji 0, osłonami zacisków i tabliczką 65x65mm | http://datasheet.lovatoelectric.com/Rotary_cam_switches/POL/7GN1292U65.pdf | Rotary cam switch 7GN series, ON-OFF switch 4 poles 16A, for front mounting with red/yellow handle padlockable in 0 and protection covers, front plate 65X65mm | http://datasheet.lovatoelectric.com/Rotary_cam_switches/RON/7GN1292U65.pdf
7GN1293O |  |  | Rotary cam switch 7GN series, multi-step 1-2-3, 3 poles 16A, for rear mounting with black handle, front plate 48X48mm | http://datasheet.lovatoelectric.com/Rotary_cam_switches/ENG/7GN1293O.pdf | Commutatore a camme serie 7GN, multivia 1-2-3 3 poli da 16A in esecuzione per montaggio a fondo quadro con maniglia nera, mostrina 48X48mm | http://datasheet.lovatoelectric.com/Rotary_cam_switches/ITA/7GN1293O.pdf | Łącznik krzywkowy serii 7GN, wielopozycyjny 1-2-3, 3 pola, 16A, do montażu wewnątrz szafy z czarnym pokrętłem i tabliczką 48x48mm | http://datasheet.lovatoelectric.com/Rotary_cam_switches/POL/7GN1293O.pdf | Rotary cam switch 7GN series, multi-step 1-2-3, 3 poles 16A, for rear mounting with black handle, front plate 48X48mm | http://datasheet.lovatoelectric.com/Rotary_cam_switches/RON/7GN1293O.pdf
7GN1293O48 |  |  | Rotary cam switch 7GN series, multi-step 1-2-3, 3 poles 16A, modular service cover for 35mm DIN reail mounting with black handle, front plate 45X54mm | http://datasheet.lovatoelectric.com/Rotary_cam_switches/ENG/7GN1293O48.pdf | Commutatore a camme serie 7GN, multivia 1-2-3 3 poli da 16A in esecuzione modulare per montaggio su guida DIN con maniglia nera, mostrina 45X54mm | http://datasheet.lovatoelectric.com/Rotary_cam_switches/ITA/7GN1293O48.pdf | Łącznik krzywkowy serii 7GN, wielopozycyjny 1-2-3, 3 pola, 16A, wykonanie modułowe do montażu na szynie DIN 35mm, z czarnym pokrętłem i tabliczką 45x54mm | http://datasheet.lovatoelectric.com/Rotary_cam_switches/POL/7GN1293O48.pdf | Rotary cam switch 7GN series, multi-step 1-2-3, 3 poles 16A, modular service cover for 35mm DIN reail mounting with black handle, front plate 45X54mm | http://datasheet.lovatoelectric.com/Rotary_cam_switches/RON/7GN1293O48.pdf
7GN1293P |  |  | Enclosed rotary cam switch 7GN series, multi-step 1-2-3, 3 poles 16A in plastic enclosure 75X75mm with black handle | http://datasheet.lovatoelectric.com/Rotary_cam_switches/ENG/7GN1293P.pdf | Commutatore a camme serie 7GN, multivia 1-2-3 3 poli da 16A in cassetta plastica 75X75mm con maniglia nera | http://datasheet.lovatoelectric.com/Rotary_cam_switches/ITA/7GN1293P.pdf | Łącznik krzywkowy serii 7GN, wielopozycyjny 1-2-3, 3 pola, 16A, w obudowie 75x75mm i czarnym pokrętłem | http://datasheet.lovatoelectric.com/Rotary_cam_switches/POL/7GN1293P.pdf | Enclosed rotary cam switch 7GN series, multi-step 1-2-3, 3 poles 16A in plastic enclosure 75X75mm with black handle | http://datasheet.lovatoelectric.com/Rotary_cam_switches/RON/7GN1293P.pdf
7GN1293U | 7GN1293U.JPG | http://datasheet.lovatoelectric.com/Rotary_cam_switches/products_images/7GN1293U.JPG | Rotary cam switch 7GN series, multi-step 1-2-3, 3 poles 16A, for front mounting with black handle, front plate 48X48mm | http://datasheet.lovatoelectric.com/Rotary_cam_switches/ENG/7GN1293U.pdf | Commutatore a camme serie 7GN, multivia 1-2-3 3 poli da 16A in esecuzione per montaggio frontale con maniglia nera, mostrina 48X48mm | http://datasheet.lovatoelectric.com/Rotary_cam_switches/ITA/7GN1293U.pdf | Łącznik krzywkowy serii 7GN, wielopozycyjny 1-2-3, 3 pola, 16A, do montażu tablicowego, z czarnym pokrętłem i tabliczką 48x48mm | http://datasheet.lovatoelectric.com/Rotary_cam_switches/POL/7GN1293U.pdf | Rotary cam switch 7GN series, multi-step 1-2-3, 3 poles 16A, for front mounting with black handle, front plate 48X48mm | http://datasheet.lovatoelectric.com/Rotary_cam_switches/RON/7GN1293U.pdf
7GN1293U47 |  |  | Rotary cam switch 7GN series, multi-step 1-2-3, 3 poles 16A, for snap on front mounting with black handle for hole Ø22mm fixing, front plate 48X48mm | http://datasheet.lovatoelectric.com/Rotary_cam_switches/ENG/7GN1293U47.pdf | Commutatore a camme serie 7GN, multivia 1-2-3 3 poli da 16A in esecuzione per montaggio frontale con maniglia nera e fissaggio a scatto per foro diametro 22mm, mostrina 48X48mm | http://datasheet.lovatoelectric.com/Rotary_cam_switches/ITA/7GN1293U47.pdf | Łącznik krzywkowy serii 7GN, wielopozycyjny 1-2-3, 3 pola, 16A, do montażu tablicowego w otworze 22mm z czarnym pokrętłem, montowanym na zatrzask do korpusu i tabliczką 48x48mm | http://datasheet.lovatoelectric.com/Rotary_cam_switches/POL/7GN1293U47.pdf | Rotary cam switch 7GN series, multi-step 1-2-3, 3 poles 16A, for snap on front mounting with black handle for hole Ø22mm fixing, front plate 48X48mm | http://datasheet.lovatoelectric.com/Rotary_cam_switches/RON/7GN1293U47.pdf
7GN1294O |  |  | Rotary cam switch 7GN series, multi-step 1-2-3-4, 3 poles 16A, for rear mounting with black handle, front plate 48X48mm | http://datasheet.lovatoelectric.com/Rotary_cam_switches/ENG/7GN1294O.pdf | Commutatore a camme serie 7GN, multivia 1-2-3-4 3 poli da 16A in esecuzione per montaggio a fondo quadro con maniglia nera, mostrina 48X48mm | http://datasheet.lovatoelectric.com/Rotary_cam_switches/ITA/7GN1294O.pdf | Łącznik krzywkowy serii 7GN, wielopozycyjny 1-2-3-4, 3 pola, 16A, do montażu wewnątrz szafy z czarnym pokrętłem i tabliczką 48x48mm | http://datasheet.lovatoelectric.com/Rotary_cam_switches/POL/7GN1294O.pdf | Rotary cam switch 7GN series, multi-step 1-2-3-4, 3 poles 16A, for rear mounting with black handle, front plate 48X48mm | http://datasheet.lovatoelectric.com/Rotary_cam_switches/RON/7GN1294O.pdf
7GN1294O48 |  |  | Rotary cam switch 7GN series, multi-step 1-2-3-4, 3 poles 16A, modular service cover for 35mm DIN reail mounting with black handle, front plate 45X54mm | http://datasheet.lovatoelectric.com/Rotary_cam_switches/ENG/7GN1294O48.pdf | Commutatore a camme serie 7GN, multivia 1-2-3-4 3 poli da 16A in esecuzione modulare per montaggio su guida DIN con maniglia nera, mostrina 45X54mm | http://datasheet.lovatoelectric.com/Rotary_cam_switches/ITA/7GN1294O48.pdf | Łącznik krzywkowy serii 7GN, wielopozycyjny 1-2-3-4, 3 pola, 16A, wykonanie modułowe do montażu na szynie DIN 35mm, z czarnym pokrętłem i tabliczką 45x54mm | http://datasheet.lovatoelectric.com/Rotary_cam_switches/POL/7GN1294O48.pdf | Rotary cam switch 7GN series, multi-step 1-2-3-4, 3 poles 16A, modular service cover for 35mm DIN reail mounting with black handle, front plate 45X54mm | http://datasheet.lovatoelectric.com/Rotary_cam_switches/RON/7GN1294O48.pdf
7GN1294P |  |  | Enclosed rotary cam switch 7GN series, multi-step 1-2-3-4, 3 poles 16A in plastic enclosure 75X75mm with black handle | http://datasheet.lovatoelectric.com/Rotary_cam_switches/ENG/7GN1294P.pdf | Commutatore a camme serie 7GN, multivia 1-2-3-4 3 poli da 16A in cassetta plastica 75X75mm con maniglia nera | http://datasheet.lovatoelectric.com/Rotary_cam_switches/ITA/7GN1294P.pdf | Łącznik krzywkowy serii 7GN, wielopozycyjny 1-2-3-4, 3 pola, 16A, w obudowie 75x75mm i czarnym pokrętłem | http://datasheet.lovatoelectric.com/Rotary_cam_switches/POL/7GN1294P.pdf | Enclosed rotary cam switch 7GN series, multi-step 1-2-3-4, 3 poles 16A in plastic enclosure 75X75mm with black handle | http://datasheet.lovatoelectric.com/Rotary_cam_switches/RON/7GN1294P.pdf
7GN1294U |  |  | Rotary cam switch 7GN series, multi-step 1-2-3-4, 3 poles 16A, for front mounting with black handle, front plate 48X48mm | http://datasheet.lovatoelectric.com/Rotary_cam_switches/ENG/7GN1294U.pdf | Commutatore a camme serie 7GN, multivia 1-2-3-4 3 poli da 16A in esecuzione per montaggio frontale con maniglia nera, mostrina 48X48mm | http://datasheet.lovatoelectric.com/Rotary_cam_switches/ITA/7GN1294U.pdf | Łącznik krzywkowy serii 7GN, wielopozycyjny 1-2-3-4, 3 pola, 16A, do montażu tablicowego, z czarnym pokrętłem i tabliczką 48x48mm | http://datasheet.lovatoelectric.com/Rotary_cam_switches/POL/7GN1294U.pdf | Rotary cam switch 7GN series, multi-step 1-2-3-4, 3 poles 16A, for front mounting with black handle, front plate 48X48mm | http://datasheet.lovatoelectric.com/Rotary_cam_switches/RON/7GN1294U.pdf
7GN1294U47 |  |  | Rotary cam switch 7GN series, multi-step 1-2-3-4, 3 poles 16A, for snap on front mounting with black handle for hole Ø22mm fixing, front plate 48X48mm | http://datasheet.lovatoelectric.com/Rotary_cam_switches/ENG/7GN1294U47.pdf | Commutatore a camme serie 7GN, multivia 1-2-3-4 3 poli da 16A in esecuzione per montaggio frontale con maniglia nera e fissaggio a scatto per foro diametro 22mm, mostrina 48X48mm | http://datasheet.lovatoelectric.com/Rotary_cam_switches/ITA/7GN1294U47.pdf | Łącznik krzywkowy serii 7GN, wielopozycyjny 1-2-3-4, 3 pola, 16A, do montażu tablicowego w otworze 22mm z czarnym pokrętłem, montowanym na zatrzask do korpusu i tabliczką 48x48mm | http://datasheet.lovatoelectric.com/Rotary_cam_switches/POL/7GN1294U47.pdf | Rotary cam switch 7GN series, multi-step 1-2-3-4, 3 poles 16A, for snap on front mounting with black handle for hole Ø22mm fixing, front plate 48X48mm | http://datasheet.lovatoelectric.com/Rotary_cam_switches/RON/7GN1294U47.pdf
7GN1297O |  |  | Rotary cam switch 7GN series, ammeter switch 16A, for rear mounting with black handle, front plate 48X48mm | http://datasheet.lovatoelectric.com/Rotary_cam_switches/ENG/7GN1297O.pdf | Commutatore a camme serie 7GN, commutatore amperometrico da 16A in esecuzione per montaggio a fondo quadro con maniglia nera, mostrina 48X48mm | http://datasheet.lovatoelectric.com/Rotary_cam_switches/ITA/7GN1297O.pdf | Łącznik krzywkowy serii 7GN,przełącznik amperomierzy, 16A, do montażu wewnątrz szafy z czarnym pokrętłem i tabliczką 48x48mm | http://datasheet.lovatoelectric.com/Rotary_cam_switches/POL/7GN1297O.pdf | Rotary cam switch 7GN series, ammeter switch 16A, for rear mounting with black handle, front plate 48X48mm | http://datasheet.lovatoelectric.com/Rotary_cam_switches/RON/7GN1297O.pdf
7GN1297O48 |  |  | Rotary cam switch 7GN series, ammeter switch 16A, modular service cover for 35mm DIN reail mounting with black handle, front plate 45X54mm | http://datasheet.lovatoelectric.com/Rotary_cam_switches/ENG/7GN1297O48.pdf | Commutatore a camme serie 7GN, commutatore amperometrico da 16A in esecuzione modulare per montaggio su guida DIN con maniglia nera, mostrina 45X54mm | http://datasheet.lovatoelectric.com/Rotary_cam_switches/ITA/7GN1297O48.pdf | Łącznik krzywkowy serii 7GN, przełącznik amperomierzy, 16A, wykonanie modułowe do montażu na szynie DIN 35mm, z czarnym pokrętłem i tabliczką 45x54mm | http://datasheet.lovatoelectric.com/Rotary_cam_switches/POL/7GN1297O48.pdf | Rotary cam switch 7GN series, ammeter switch 16A, modular service cover for 35mm DIN reail mounting with black handle, front plate 45X54mm | http://datasheet.lovatoelectric.com/Rotary_cam_switches/RON/7GN1297O48.pdf
7GN1297U |  |  | Rotary cam switch 7GN series, ammeter switch 16A, for front mounting with black handle, front plate 48X48mm | http://datasheet.lovatoelectric.com/Rotary_cam_switches/ENG/7GN1297U.pdf | Commutatore a camme serie 7GN, commutatore amperometrico da 16A in esecuzione per montaggio frontale con maniglia nera, mostrina 48X48mm | http://datasheet.lovatoelectric.com/Rotary_cam_switches/ITA/7GN1297U.pdf | Łącznik krzywkowy serii 7GN, przełącznik amperomierzy, 16A, do montażu tablicowego, z czarnym pokrętłem i tabliczką 48x48mm | http://datasheet.lovatoelectric.com/Rotary_cam_switches/POL/7GN1297U.pdf | Rotary cam switch 7GN series, ammeter switch 16A, for front mounting with black handle, front plate 48X48mm | http://datasheet.lovatoelectric.com/Rotary_cam_switches/RON/7GN1297U.pdf
7GN1297U47 |  |  | Rotary cam switch 7GN series, ammeter switch 16A, for snap on front mounting with black handle for hole Ø22mm fixing, front plate 48X48mm | http://datasheet.lovatoelectric.com/Rotary_cam_switches/ENG/7GN1297U47.pdf | Commutatore a camme serie 7GN, commutatore amperometrico da 16A in esecuzione per montaggio frontale con maniglia nera e fissaggio a scatto per foro diametro 22mm, mostrina 48X48mm | http://datasheet.lovatoelectric.com/Rotary_cam_switches/ITA/7GN1297U47.pdf | Łącznik krzywkowy serii 7GN, przełącznik amperomierzy, 16A, do montażu tablicowego w otworze 22mm z czarnym pokrętłem, montowanym na zatrzask do korpusu i tabliczką 48x48mm | http://datasheet.lovatoelectric.com/Rotary_cam_switches/POL/7GN1297U47.pdf | Rotary cam switch 7GN series, ammeter switch 16A, for snap on front mounting with black handle for hole Ø22mm fixing, front plate 48X48mm | http://datasheet.lovatoelectric.com/Rotary_cam_switches/RON/7GN1297U47.pdf
7GN1298O |  |  | Rotary cam switch 7GN series, ammeter switch 16A, for rear mounting with black handle, front plate 48X48mm | http://datasheet.lovatoelectric.com/Rotary_cam_switches/ENG/7GN1298O.pdf | Commutatore a camme serie 7GN, commutatore amperometrico da 16A in esecuzione per montaggio a fondo quadro con maniglia nera, mostrina 48X48mm | http://datasheet.lovatoelectric.com/Rotary_cam_switches/ITA/7GN1298O.pdf | Łącznik krzywkowy serii 7GN,przełącznik amperomierzy, 16A, do montażu wewnątrz szafy z czarnym pokrętłem i tabliczką 48x48mm | http://datasheet.lovatoelectric.com/Rotary_cam_switches/POL/7GN1298O.pdf | Rotary cam switch 7GN series, ammeter switch 16A, for rear mounting with black handle, front plate 48X48mm | http://datasheet.lovatoelectric.com/Rotary_cam_switches/RON/7GN1298O.pdf
7GN1298O48 |  |  | Rotary cam switch 7GN series, ammeter switch 16A, modular service cover for 35mm DIN reail mounting with black handle, front plate 45X54mm | http://datasheet.lovatoelectric.com/Rotary_cam_switches/ENG/7GN1298O48.pdf | Commutatore a camme serie 7GN, commutatore amperometrico da 16A in esecuzione modulare per montaggio su guida DIN con maniglia nera, mostrina 45X54mm | http://datasheet.lovatoelectric.com/Rotary_cam_switches/ITA/7GN1298O48.pdf | Łącznik krzywkowy serii 7GN, przełącznik amperomierzy, 16A, wykonanie modułowe do montażu na szynie DIN 35mm, z czarnym pokrętłem i tabliczką 45x54mm | http://datasheet.lovatoelectric.com/Rotary_cam_switches/POL/7GN1298O48.pdf | Rotary cam switch 7GN series, ammeter switch 16A, modular service cover for 35mm DIN reail mounting with black handle, front plate 45X54mm | http://datasheet.lovatoelectric.com/Rotary_cam_switches/RON/7GN1298O48.pdf
7GN1298U | 7GN1298U.JPG | http://datasheet.lovatoelectric.com/Rotary_cam_switches/products_images/7GN1298U.JPG | Rotary cam switch 7GN series, ammeter switch 16A, for front mounting with black handle, front plate 48X48mm | http://datasheet.lovatoelectric.com/Rotary_cam_switches/ENG/7GN1298U.pdf | Commutatore a camme serie 7GN, commutatore amperometrico da 16A in esecuzione per montaggio frontale con maniglia nera, mostrina 48X48mm | http://datasheet.lovatoelectric.com/Rotary_cam_switches/ITA/7GN1298U.pdf | Łącznik krzywkowy serii 7GN, przełącznik amperomierzy, 16A, do montażu tablicowego, z czarnym pokrętłem i tabliczką 48x48mm | http://datasheet.lovatoelectric.com/Rotary_cam_switches/POL/7GN1298U.pdf | Rotary cam switch 7GN series, ammeter switch 16A, for front mounting with black handle, front plate 48X48mm | http://datasheet.lovatoelectric.com/Rotary_cam_switches/RON/7GN1298U.pdf
7GN1298U47 |  |  | Rotary cam switch 7GN series, ammeter switch 16A, for snap on front mounting with black handle for hole Ø22mm fixing, front plate 48X48mm | http://datasheet.lovatoelectric.com/Rotary_cam_switches/ENG/7GN1298U47.pdf | Commutatore a camme serie 7GN, commutatore amperometrico da 16A in esecuzione per montaggio frontale con maniglia nera e fissaggio a scatto per foro diametro 22mm, mostrina 48X48mm | http://datasheet.lovatoelectric.com/Rotary_cam_switches/ITA/7GN1298U47.pdf | Łącznik krzywkowy serii 7GN, przełącznik amperomierzy, 16A, do montażu tablicowego w otworze 22mm z czarnym pokrętłem, montowanym na zatrzask do korpusu i tabliczką 48x48mm | http://datasheet.lovatoelectric.com/Rotary_cam_switches/POL/7GN1298U47.pdf | Rotary cam switch 7GN series, ammeter switch 16A, for snap on front mounting with black handle for hole Ø22mm fixing, front plate 48X48mm | http://datasheet.lovatoelectric.com/Rotary_cam_switches/RON/7GN1298U47.pdf
7GN2003O | 7GN2010O.jpg | http://datasheet.lovatoelectric.com/Rotary_cam_switches/products_images/7GN2010O.jpg | Rotary cam switch 7GN series, ON-OFF spring return switch 3 poles 20A, for rear mounting with black handle, front plate 48X48mm | http://datasheet.lovatoelectric.com/Rotary_cam_switches/ENG/7GN2003O.pdf | Commutatore a camme serie 7GN, interruttore con ritorno a molla 3 poli da 20A in esecuzione per montaggio a fondo quadro con maniglia nera, mostrina 48X48mm | http://datasheet.lovatoelectric.com/Rotary_cam_switches/ITA/7GN2003O.pdf | Łącznik krzywkowy serii 7GN, rozłącznik z powrotem do pozycji 0, 3 pola, 20A, do montażu wewnątrz szafy z czarnym pokrętłem i tabliczką 48x48mm | http://datasheet.lovatoelectric.com/Rotary_cam_switches/POL/7GN2003O.pdf | Rotary cam switch 7GN series, ON-OFF spring return switch 3 poles 20A, for rear mounting with black handle, front plate 48X48mm | http://datasheet.lovatoelectric.com/Rotary_cam_switches/RON/7GN2003O.pdf
7GN2003P | 7GN2010P.jpg | http://datasheet.lovatoelectric.com/Rotary_cam_switches/products_images/7GN2010P.jpg | Enclosed rotary cam switch 7GN series, ON-OFF spring return switch 3 poles 20A in plastic enclosure 75X75mm with black handle | http://datasheet.lovatoelectric.com/Rotary_cam_switches/ENG/7GN2003P.pdf | Commutatore a camme serie 7GN, interruttore con ritorno a molla 3 poli da 20A in cassetta plastica 75X75mm con maniglia nera | http://datasheet.lovatoelectric.com/Rotary_cam_switches/ITA/7GN2003P.pdf | Łącznik krzywkowy serii 7GN, rozłącznik z powrotem do pozycji 0, 3 pola, 20A, w obudowie 75x75mm i czarnym pokrętłem | http://datasheet.lovatoelectric.com/Rotary_cam_switches/POL/7GN2003P.pdf | Enclosed rotary cam switch 7GN series, ON-OFF spring return switch 3 poles 20A in plastic enclosure 75X75mm with black handle | http://datasheet.lovatoelectric.com/Rotary_cam_switches/RON/7GN2003P.pdf
7GN2003U | 7GN2010U.jpg | http://datasheet.lovatoelectric.com/Rotary_cam_switches/products_images/7GN2010U.jpg | Rotary cam switch 7GN series, ON-OFF spring return switch 3 poles 20A, for front mounting with black handle, front plate 48X48mm | http://datasheet.lovatoelectric.com/Rotary_cam_switches/ENG/7GN2003U.pdf | Commutatore a camme serie 7GN, interruttore con ritorno a molla 3 poli da 20A in esecuzione per montaggio frontale con maniglia nera, mostrina 48X48mm | http://datasheet.lovatoelectric.com/Rotary_cam_switches/ITA/7GN2003U.pdf | Łącznik krzywkowy serii 7GN, rozłącznik z powrotem do pozycji 0, 3 pola, 20A, do montażu tablicowego, z czarnym pokrętłem i tabliczką 48x48mm | http://datasheet.lovatoelectric.com/Rotary_cam_switches/POL/7GN2003U.pdf | Rotary cam switch 7GN series, ON-OFF spring return switch 3 poles 20A, for front mounting with black handle, front plate 48X48mm | http://datasheet.lovatoelectric.com/Rotary_cam_switches/RON/7GN2003U.pdf
7GN2003U11 | 7GN2010U11.jpg | http://datasheet.lovatoelectric.com/Rotary_cam_switches/products_images/7GN2010U11.jpg | Rotary cam switch 7GN series, ON-OFF spring return switch 3 poles 20A, for front mounting with black handle without front plate for hole Ø22mm fixing | http://datasheet.lovatoelectric.com/Rotary_cam_switches/ENG/7GN2003U11.pdf | Commutatore a camme serie 7GN, interruttore con ritorno a molla 3 poli da 20A in esecuzione per montaggio frontale con maniglia nera senza mostrina con fissaggio foro diametro 22mm | http://datasheet.lovatoelectric.com/Rotary_cam_switches/ITA/7GN2003U11.pdf | Łącznik krzywkowy serii 7GN, rozłącznik z powrotem do pozycji 0, 3 pola, 20A, do montażu tablicowego w otworze 22mm, z czarnym pokrętłem bez tabliczki | http://datasheet.lovatoelectric.com/Rotary_cam_switches/POL/7GN2003U11.pdf | Rotary cam switch 7GN series, ON-OFF spring return switch 3 poles 20A, for front mounting with black handle without front plate for hole Ø22mm fixing | http://datasheet.lovatoelectric.com/Rotary_cam_switches/RON/7GN2003U11.pdf
7GN2003U12 | 7GN2010U12.jpg | http://datasheet.lovatoelectric.com/Rotary_cam_switches/products_images/7GN2010U12.jpg | Rotary cam switch 7GN series, ON-OFF spring return switch 3 poles 20A, for front mounting without front plate with key operation for hole Ø22mm fixing | http://datasheet.lovatoelectric.com/Rotary_cam_switches/ENG/7GN2003U12.pdf | Commutatore a camme serie 7GN, interruttore con ritorno a molla 3 poli da 20A in esecuzione per montaggio frontale senza mostrina con comando a chiave e fissaggio foro diametro 22mm | http://datasheet.lovatoelectric.com/Rotary_cam_switches/ITA/7GN2003U12.pdf | Łącznik krzywkowy serii 7GN, rozłącznik z powrotem do pozycji 0, 3 pola, 20A, do montażu tablicowego w otworze 22mm, sterowanie kluczem, bez tabliczki | http://datasheet.lovatoelectric.com/Rotary_cam_switches/POL/7GN2003U12.pdf | Rotary cam switch 7GN series, ON-OFF spring return switch 3 poles 20A, for front mounting without front plate with key operation for hole Ø22mm fixing | http://datasheet.lovatoelectric.com/Rotary_cam_switches/RON/7GN2003U12.pdf
7GN2003U47 | 7GN2010U47.jpg | http://datasheet.lovatoelectric.com/Rotary_cam_switches/products_images/7GN2010U47.jpg | Rotary cam switch 7GN series, ON-OFF spring return switch 3 poles 20A, for snap on front mounting with black handle for hole Ø22mm fixing, front plate 48X48mm | http://datasheet.lovatoelectric.com/Rotary_cam_switches/ENG/7GN2003U47.pdf | Commutatore a camme serie 7GN, interruttore con ritorno a molla 3 poli da 20A in esecuzione per montaggio frontale con maniglia nera e fissaggio a scatto per foro diametro 22mm, mostrina 48x48mm | http://datasheet.lovatoelectric.com/Rotary_cam_switches/ITA/7GN2003U47.pdf | Łącznik krzywkowy serii 7GN, rozłącznik z powrotem do pozycji 0, 3 pola, 20A, do montażu tablicowego w otworze 22mm z czarnym pokrętłem, montowanym na zatrzask do korpusu i tabliczką 48x48mm | http://datasheet.lovatoelectric.com/Rotary_cam_switches/POL/7GN2003U47.pdf | Rotary cam switch 7GN series, ON-OFF spring return switch 3 poles 20A, for snap on front mounting with black handle for hole Ø22mm fixing, front plate 48X48mm | http://datasheet.lovatoelectric.com/Rotary_cam_switches/RON/7GN2003U47.pdf
7GN2005O |  |  | Rotary cam switch 7GN series, ON-OFF switch 1 pole 20A, for rear mounting with black handle, front plate 48X48mm | http://datasheet.lovatoelectric.com/Rotary_cam_switches/ENG/7GN2005O.pdf | Commutatore a camme serie 7GN, interruttore 1 polo da 20A in esecuzione per montaggio a fondo quadro con maniglia nera, mostrina 48X48mm | http://datasheet.lovatoelectric.com/Rotary_cam_switches/ITA/7GN2005O.pdf | Łącznik krzywkowy serii 7GN, rozłącznik, 1 pole, 20A, do montażu wewnątrz szafy z czarnym pokrętłem i tabliczką 48x48mm | http://datasheet.lovatoelectric.com/Rotary_cam_switches/POL/7GN2005O.pdf | Rotary cam switch 7GN series, ON-OFF switch 1 pole 20A, for rear mounting with black handle, front plate 48X48mm | http://datasheet.lovatoelectric.com/Rotary_cam_switches/RON/7GN2005O.pdf
7GN2005O48 |  |  | Rotary cam switch 7GN series, ON-OFF switch 1 pole 20A, modular service cover for 35mm DIN reail mounting with black handle, front plate 45X54mm | http://datasheet.lovatoelectric.com/Rotary_cam_switches/ENG/7GN2005O48.pdf | Commutatore a camme serie 7GN, interruttore 1 polo da 20A in esecuzione modulare per montaggio su guida DIN con maniglia nera, mostrina 45X54mm | http://datasheet.lovatoelectric.com/Rotary_cam_switches/ITA/7GN2005O48.pdf | Łącznik krzywkowy serii 7GN, rozłącznik, 1 pole, 20A, wykonanie modułowe do montażu na szynie DIN 35mm, z czarnym pokrętłem i tabliczką 45x54mm | http://datasheet.lovatoelectric.com/Rotary_cam_switches/POL/7GN2005O48.pdf | Rotary cam switch 7GN series, ON-OFF switch 1 pole 20A, modular service cover for 35mm DIN reail mounting with black handle, front plate 45X54mm | http://datasheet.lovatoelectric.com/Rotary_cam_switches/RON/7GN2005O48.pdf
7GN2005O88 |  |  | Rotary cam switch 7GN series, ON-OFF switch 1 pole 20A, for rear mounting with red/yellow handle padlockable in 0, door coupling and protection covers, front plate 65X65mm | http://datasheet.lovatoelectric.com/Rotary_cam_switches/ENG/7GN2005O88.pdf | Commutatore a camme serie 7GN, interruttore 1 polo da 20A in esecuzione per montaggio a fondo quadro con maniglia giallo/rossa lucchettabile in 0 con funzione blocco porta e copriterminali, mostrina 65X65mm | http://datasheet.lovatoelectric.com/Rotary_cam_switches/ITA/7GN2005O88.pdf | Łącznik krzywkowy serii 7GN, rozłącznik, 1 pole, 20A, do montażu wewnątrz szafy, z żółto/czerwonym pokrętłem blokowanym w pozycji 0, trzpieniem, osłonami zacisków i tabliczką 65x65mm | http://datasheet.lovatoelectric.com/Rotary_cam_switches/POL/7GN2005O88.pdf | Rotary cam switch 7GN series, ON-OFF switch 1 pole 20A, for rear mounting with red/yellow handle padlockable in 0, door coupling and protection covers, front plate 65X65mm | http://datasheet.lovatoelectric.com/Rotary_cam_switches/RON/7GN2005O88.pdf
7GN2005O98 |  |  | Rotary cam switch 7GN series, ON-OFF switch 1 pole 20A, for rear mounting with red/yellow handle padlockable in 0, door coupling and protection covers, front plate 65X65mm | http://datasheet.lovatoelectric.com/Rotary_cam_switches/ENG/7GN2005O98.pdf | Commutatore a camme serie 7GN, interruttore 1 polo da 20A in esecuzione per montaggio a fondo quadro con maniglia giallo/rossa lucchettabile in 0 con funzione blocco porta e copriterminali, mostrina 65X65mm | http://datasheet.lovatoelectric.com/Rotary_cam_switches/ITA/7GN2005O98.pdf | Łącznik krzywkowy serii 7GN, rozłącznik, 1 pole, 20A, do montażu wewnątrz szafy, z żółto/czerwonym pokrętłem blokowanym w pozycji 0, trzpieniem, osłonami zacisków i tabliczką 65x65mm | http://datasheet.lovatoelectric.com/Rotary_cam_switches/POL/7GN2005O98.pdf | Rotary cam switch 7GN series, ON-OFF switch 1 pole 20A, for rear mounting with red/yellow handle padlockable in 0, door coupling and protection covers, front plate 65X65mm | http://datasheet.lovatoelectric.com/Rotary_cam_switches/RON/7GN2005O98.pdf
7GN2005P |  |  | Enclosed rotary cam switch 7GN series, ON-OFF switch 1 pole 20A in plastic enclosure 75X75mm with black handle | http://datasheet.lovatoelectric.com/Rotary_cam_switches/ENG/7GN2005P.pdf | Commutatore a camme serie 7GN, interruttore 1 polo da 20A in cassetta plastica 75X75mm con maniglia nera | http://datasheet.lovatoelectric.com/Rotary_cam_switches/ITA/7GN2005P.pdf | Łącznik krzywkowy serii 7GN, rozłącznik, 1 pole, 20A, w obudowie 75x75mm i czarnym pokrętłem | http://datasheet.lovatoelectric.com/Rotary_cam_switches/POL/7GN2005P.pdf | Enclosed rotary cam switch 7GN series, ON-OFF switch 1 pole 20A in plastic enclosure 75X75mm with black handle | http://datasheet.lovatoelectric.com/Rotary_cam_switches/RON/7GN2005P.pdf
7GN2005P25 |  |  | Enclosed rotary cam switch 7GN series, ON-OFF switch 1 pole 20A in plastic enclosure 90X90mm with red/yellow handle | http://datasheet.lovatoelectric.com/Rotary_cam_switches/ENG/7GN2005P25.pdf | Commutatore a camme serie 7GN, interruttore 1 polo da 20A in cassetta plastica 90X90mm con maniglia giallo/rossa | http://datasheet.lovatoelectric.com/Rotary_cam_switches/ITA/7GN2005P25.pdf | Łącznik krzywkowy serii 7GN, rozłącznik, 1 pole, 20A, w obudowie 90x90mm i żółto/czerwonym pokrętłem | http://datasheet.lovatoelectric.com/Rotary_cam_switches/POL/7GN2005P25.pdf | Enclosed rotary cam switch 7GN series, ON-OFF switch 1 pole 20A in plastic enclosure 90X90mm with red/yellow handle | http://datasheet.lovatoelectric.com/Rotary_cam_switches/RON/7GN2005P25.pdf
7GN2005U |  |  | Rotary cam switch 7GN series, ON-OFF switch 1 pole 20A, for front mounting with black handle, front plate 48X48mm | http://datasheet.lovatoelectric.com/Rotary_cam_switches/ENG/7GN2005U.pdf | Commutatore a camme serie 7GN, interruttore 1 polo da 20A in esecuzione per montaggio frontale con maniglia nera, mostrina 48X48mm | http://datasheet.lovatoelectric.com/Rotary_cam_switches/ITA/7GN2005U.pdf | Łącznik krzywkowy serii 7GN, rozłącznik, 1 pole, 20A, do montażu tablicowego, z czarnym pokrętłem i tabliczką 48x48mm | http://datasheet.lovatoelectric.com/Rotary_cam_switches/POL/7GN2005U.pdf | Rotary cam switch 7GN series, ON-OFF switch 1 pole 20A, for front mounting with black handle, front plate 48X48mm | http://datasheet.lovatoelectric.com/Rotary_cam_switches/RON/7GN2005U.pdf
7GN2005U11 |  |  | Rotary cam switch 7GN series, ON-OFF switch 1 pole 20A, for front mounting with black handle without front plate for hole Ø22mm fixing | http://datasheet.lovatoelectric.com/Rotary_cam_switches/ENG/7GN2005U11.pdf | Commutatore a camme serie 7GN, interruttore 1 polo da 20A in esecuzione per montaggio frontale con maniglia nera senza mostrina con fissaggio foro diametro 22mm | http://datasheet.lovatoelectric.com/Rotary_cam_switches/ITA/7GN2005U11.pdf | Łącznik krzywkowy serii 7GN, rozłącznik, 1 pole, 20A, do montażu tablicowego w otworze 22mm, z czarnym pokrętłem bez tabliczki | http://datasheet.lovatoelectric.com/Rotary_cam_switches/POL/7GN2005U11.pdf | Rotary cam switch 7GN series, ON-OFF switch 1 pole 20A, for front mounting with black handle without front plate for hole Ø22mm fixing | http://datasheet.lovatoelectric.com/Rotary_cam_switches/RON/7GN2005U11.pdf
7GN2005U12 |  |  | Rotary cam switch 7GN series, ON-OFF switch 1 pole 20A, for front mounting without front plate with key operation for hole Ø22mm fixing | http://datasheet.lovatoelectric.com/Rotary_cam_switches/ENG/7GN2005U12.pdf | Commutatore a camme serie 7GN, interruttore 1 polo da 20A in esecuzione per montaggio frontale senza mostrina con comando a chiave e fissaggio foro diametro 22mm | http://datasheet.lovatoelectric.com/Rotary_cam_switches/ITA/7GN2005U12.pdf | Łącznik krzywkowy serii 7GN, rozłącznik, 1 pole, 20A, do montażu tablicowego w otworze 22mm, sterowanie kluczem, bez tabliczki | http://datasheet.lovatoelectric.com/Rotary_cam_switches/POL/7GN2005U12.pdf | Rotary cam switch 7GN series, ON-OFF switch 1 pole 20A, for front mounting without front plate with key operation for hole Ø22mm fixing | http://datasheet.lovatoelectric.com/Rotary_cam_switches/RON/7GN2005U12.pdf
7GN2005U25 |  |  | Rotary cam switch 7GN series, ON-OFF switch 1 pole 20A, for front mounting with red/yellow handle padlockable in 0 and protection covers, front plate 65X65mm | http://datasheet.lovatoelectric.com/Rotary_cam_switches/ENG/7GN2005U25.pdf | Commutatore a camme serie 7GN, interruttore 1 polo da 20A in esecuzione per montaggio frontale con maniglia giallo/rossa lucchettabile in 0 e copriterminali, mostrina 65X65mm | http://datasheet.lovatoelectric.com/Rotary_cam_switches/ITA/7GN2005U25.pdf | Łącznik krzywkowy serii 7GN, rozłącznik, 1 pole, 20A, do montażu tablicowego, z żółto/czerwonym pokrętłem blokowanym w pozycji 0, osłonami zacisków i tabliczką 65x65mm | http://datasheet.lovatoelectric.com/Rotary_cam_switches/POL/7GN2005U25.pdf | Rotary cam switch 7GN series, ON-OFF switch 1 pole 20A, for front mounting with red/yellow handle padlockable in 0 and protection covers, front plate 65X65mm | http://datasheet.lovatoelectric.com/Rotary_cam_switches/RON/7GN2005U25.pdf
7GN2005U47 |  |  | Rotary cam switch 7GN series, ON-OFF switch 1 pole 20A, for snap on front mounting with black handle for hole Ø22mm fixing, front plate 48X48mm | http://datasheet.lovatoelectric.com/Rotary_cam_switches/ENG/7GN2005U47.pdf | Commutatore a camme serie 7GN, interruttore 1 polo da 20A in esecuzione per montaggio frontale con maniglia nera e fissaggio a scatto per foro diametro 22mm, mostrina 48x48mm | http://datasheet.lovatoelectric.com/Rotary_cam_switches/ITA/7GN2005U47.pdf | Łącznik krzywkowy serii 7GN, rozłącznik, 1 pole, 20A, do montażu tablicowego w otworze 22mm z czarnym pokrętłem, montowanym na zatrzask do korpusu i tabliczką 48x48mm | http://datasheet.lovatoelectric.com/Rotary_cam_switches/POL/7GN2005U47.pdf | Rotary cam switch 7GN series, ON-OFF switch 1 pole 20A, for snap on front mounting with black handle for hole Ø22mm fixing, front plate 48X48mm | http://datasheet.lovatoelectric.com/Rotary_cam_switches/RON/7GN2005U47.pdf
7GN2005U65 |  |  | Rotary cam switch 7GN series, ON-OFF switch 1 pole 20A, for front mounting with red/yellow handle padlockable in 0 and protection covers, front plate 65X65mm | http://datasheet.lovatoelectric.com/Rotary_cam_switches/ENG/7GN2005U65.pdf | Commutatore a camme serie 7GN, interruttore 1 polo da 20A in esecuzione per montaggio frontale con maniglia giallo/rossa lucchettabile in 0 e copriterminali, mostrina 65X65mm | http://datasheet.lovatoelectric.com/Rotary_cam_switches/ITA/7GN2005U65.pdf | Łącznik krzywkowy serii 7GN, rozłącznik, 1 pole, 20A, do montażu tablicowego, z żółto/czerwonym pokrętłem blokowanym w pozycji 0, osłonami zacisków i tabliczką 65x65mm | http://datasheet.lovatoelectric.com/Rotary_cam_switches/POL/7GN2005U65.pdf | Rotary cam switch 7GN series, ON-OFF switch 1 pole 20A, for front mounting with red/yellow handle padlockable in 0 and protection covers, front plate 65X65mm | http://datasheet.lovatoelectric.com/Rotary_cam_switches/RON/7GN2005U65.pdf
7GN2006O |  |  | Rotary cam switch 7GN series, ON-OFF switch 2 poles 20A, for rear mounting with black handle, front plate 48X48mm | http://datasheet.lovatoelectric.com/Rotary_cam_switches/ENG/7GN2006O.pdf | Commutatore a camme serie 7GN, interruttore 2 poli da 20A in esecuzione per montaggio a fondo quadro con maniglia nera, mostrina 48X48mm | http://datasheet.lovatoelectric.com/Rotary_cam_switches/ITA/7GN2006O.pdf | Łącznik krzywkowy serii 7GN, rozłącznik, 2 pola, 20A, do montażu wewnątrz szafy z czarnym pokrętłem i tabliczką 48x48mm | http://datasheet.lovatoelectric.com/Rotary_cam_switches/POL/7GN2006O.pdf | Rotary cam switch 7GN series, ON-OFF switch 2 poles 20A, for rear mounting with black handle, front plate 48X48mm | http://datasheet.lovatoelectric.com/Rotary_cam_switches/RON/7GN2006O.pdf
7GN2006O48 |  |  | Rotary cam switch 7GN series, ON-OFF switch 2 poles 20A, modular service cover for 35mm DIN reail mounting with black handle, front plate 45X54mm | http://datasheet.lovatoelectric.com/Rotary_cam_switches/ENG/7GN2006O48.pdf | Commutatore a camme serie 7GN, interruttore 2 poli da 20A in esecuzione modulare per montaggio su guida DIN con maniglia nera, mostrina 45X54mm | http://datasheet.lovatoelectric.com/Rotary_cam_switches/ITA/7GN2006O48.pdf | Łącznik krzywkowy serii 7GN, rozłącznik, 2 pola, 20A, wykonanie modułowe do montażu na szynie DIN 35mm, z czarnym pokrętłem i tabliczką 45x54mm | http://datasheet.lovatoelectric.com/Rotary_cam_switches/POL/7GN2006O48.pdf | Rotary cam switch 7GN series, ON-OFF switch 2 poles 20A, modular service cover for 35mm DIN reail mounting with black handle, front plate 45X54mm | http://datasheet.lovatoelectric.com/Rotary_cam_switches/RON/7GN2006O48.pdf
7GN2006O88 |  |  | Rotary cam switch 7GN series, ON-OFF switch 2 poles 20A, for rear mounting with red/yellow handle padlockable in 0, door coupling and protection covers, front plate 65X65mm | http://datasheet.lovatoelectric.com/Rotary_cam_switches/ENG/7GN2006O88.pdf | Commutatore a camme serie 7GN, interruttore 2 poli da 20A in esecuzione per montaggio a fondo quadro con maniglia giallo/rossa lucchettabile in 0 con funzione blocco porta e copriterminali, mostrina 65X65mm | http://datasheet.lovatoelectric.com/Rotary_cam_switches/ITA/7GN2006O88.pdf | Łącznik krzywkowy serii 7GN, rozłącznik, 2 pola, 20A, do montażu wewnątrz szafy, z żółto/czerwonym pokrętłem blokowanym w pozycji 0, trzpieniem, osłonami zacisków i tabliczką 65x65mm | http://datasheet.lovatoelectric.com/Rotary_cam_switches/POL/7GN2006O88.pdf | Rotary cam switch 7GN series, ON-OFF switch 2 poles 20A, for rear mounting with red/yellow handle padlockable in 0, door coupling and protection covers, front plate 65X65mm | http://datasheet.lovatoelectric.com/Rotary_cam_switches/RON/7GN2006O88.pdf
7GN2006O98 |  |  | Rotary cam switch 7GN series, ON-OFF switch 2 poles 20A, for rear mounting with red/yellow handle padlockable in 0, door coupling and protection covers, front plate 65X65mm | http://datasheet.lovatoelectric.com/Rotary_cam_switches/ENG/7GN2006O98.pdf | Commutatore a camme serie 7GN, interruttore 2 poli da 20A in esecuzione per montaggio a fondo quadro con maniglia giallo/rossa lucchettabile in 0 con funzione blocco porta e copriterminali, mostrina 65X65mm | http://datasheet.lovatoelectric.com/Rotary_cam_switches/ITA/7GN2006O98.pdf | Łącznik krzywkowy serii 7GN, rozłącznik, 2 pola, 20A, do montażu wewnątrz szafy, z żółto/czerwonym pokrętłem blokowanym w pozycji 0, trzpieniem, osłonami zacisków i tabliczką 65x65mm | http://datasheet.lovatoelectric.com/Rotary_cam_switches/POL/7GN2006O98.pdf | Rotary cam switch 7GN series, ON-OFF switch 2 poles 20A, for rear mounting with red/yellow handle padlockable in 0, door coupling and protection covers, front plate 65X65mm | http://datasheet.lovatoelectric.com/Rotary_cam_switches/RON/7GN2006O98.pdf
7GN2006P |  |  | Enclosed rotary cam switch 7GN series, ON-OFF switch 2 poles 20A in plastic enclosure 75X75mm with black handle | http://datasheet.lovatoelectric.com/Rotary_cam_switches/ENG/7GN2006P.pdf | Commutatore a camme serie 7GN, interruttore 2 poli da 20A in cassetta plastica 75X75mm con maniglia nera | http://datasheet.lovatoelectric.com/Rotary_cam_switches/ITA/7GN2006P.pdf | Łącznik krzywkowy serii 7GN, rozłącznik, 2 pola, 20A, w obudowie 75x75mm i czarnym pokrętłem | http://datasheet.lovatoelectric.com/Rotary_cam_switches/POL/7GN2006P.pdf | Enclosed rotary cam switch 7GN series, ON-OFF switch 2 poles 20A in plastic enclosure 75X75mm with black handle | http://datasheet.lovatoelectric.com/Rotary_cam_switches/RON/7GN2006P.pdf
7GN2006P25 |  |  | Enclosed rotary cam switch 7GN series, ON-OFF switch 2 poles 20A in plastic enclosure 90X90mm with red/yellow handle | http://datasheet.lovatoelectric.com/Rotary_cam_switches/ENG/7GN2006P25.pdf | Commutatore a camme serie 7GN, interruttore 2 poli da 20A in cassetta plastica 90X90mm con maniglia giallo/rossa | http://datasheet.lovatoelectric.com/Rotary_cam_switches/ITA/7GN2006P25.pdf | Łącznik krzywkowy serii 7GN, rozłącznik, 2 pola, 20A, w obudowie 90x90mm i żółto/czerwonym pokrętłem | http://datasheet.lovatoelectric.com/Rotary_cam_switches/POL/7GN2006P25.pdf | Enclosed rotary cam switch 7GN series, ON-OFF switch 2 poles 20A in plastic enclosure 90X90mm with red/yellow handle | http://datasheet.lovatoelectric.com/Rotary_cam_switches/RON/7GN2006P25.pdf
7GN2006U |  |  | Rotary cam switch 7GN series, ON-OFF switch 2 poles 20A, for front mounting with black handle, front plate 48X48mm | http://datasheet.lovatoelectric.com/Rotary_cam_switches/ENG/7GN2006U.pdf | Commutatore a camme serie 7GN, interruttore 2 poli da 20A in esecuzione per montaggio frontale con maniglia nera, mostrina 48X48mm | http://datasheet.lovatoelectric.com/Rotary_cam_switches/ITA/7GN2006U.pdf | Łącznik krzywkowy serii 7GN, rozłącznik, 2 pola, 20A, do montażu tablicowego, z czarnym pokrętłem i tabliczką 48x48mm | http://datasheet.lovatoelectric.com/Rotary_cam_switches/POL/7GN2006U.pdf | Rotary cam switch 7GN series, ON-OFF switch 2 poles 20A, for front mounting with black handle, front plate 48X48mm | http://datasheet.lovatoelectric.com/Rotary_cam_switches/RON/7GN2006U.pdf
7GN2006U11 |  |  | Rotary cam switch 7GN series, ON-OFF switch 2 poles 20A, for front mounting with black handle without front plate for hole Ø22mm fixing | http://datasheet.lovatoelectric.com/Rotary_cam_switches/ENG/7GN2006U11.pdf | Commutatore a camme serie 7GN, interruttore 2 poli da 20A in esecuzione per montaggio frontale con maniglia nera senza mostrina con fissaggio foro diametro 22mm | http://datasheet.lovatoelectric.com/Rotary_cam_switches/ITA/7GN2006U11.pdf | Łącznik krzywkowy serii 7GN, rozłącznik, 2 pola, 20A, do montażu tablicowego w otworze 22mm, z czarnym pokrętłem bez tabliczki | http://datasheet.lovatoelectric.com/Rotary_cam_switches/POL/7GN2006U11.pdf | Rotary cam switch 7GN series, ON-OFF switch 2 poles 20A, for front mounting with black handle without front plate for hole Ø22mm fixing | http://datasheet.lovatoelectric.com/Rotary_cam_switches/RON/7GN2006U11.pdf
7GN2006U12 |  |  | Rotary cam switch 7GN series, ON-OFF switch 2 poles 20A, for front mounting without front plate with key operation for hole Ø22mm fixing | http://datasheet.lovatoelectric.com/Rotary_cam_switches/ENG/7GN2006U12.pdf | Commutatore a camme serie 7GN, interruttore 2 poli da 20A in esecuzione per montaggio frontale senza mostrina con comando a chiave e fissaggio foro diametro 22mm | http://datasheet.lovatoelectric.com/Rotary_cam_switches/ITA/7GN2006U12.pdf | Łącznik krzywkowy serii 7GN, rozłącznik, 2 pola, 20A, do montażu tablicowego w otworze 22mm, sterowanie kluczem, bez tabliczki | http://datasheet.lovatoelectric.com/Rotary_cam_switches/POL/7GN2006U12.pdf | Rotary cam switch 7GN series, ON-OFF switch 2 poles 20A, for front mounting without front plate with key operation for hole Ø22mm fixing | http://datasheet.lovatoelectric.com/Rotary_cam_switches/RON/7GN2006U12.pdf
7GN2006U25 |  |  | Rotary cam switch 7GN series, ON-OFF switch 2 poles 20A, for front mounting with red/yellow handle padlockable in 0 and protection covers, front plate 65X65mm | http://datasheet.lovatoelectric.com/Rotary_cam_switches/ENG/7GN2006U25.pdf | Commutatore a camme serie 7GN, interruttore 2 poli da 20A in esecuzione per montaggio frontale con maniglia giallo/rossa lucchettabile in 0 e copriterminali, mostrina 65X65mm | http://datasheet.lovatoelectric.com/Rotary_cam_switches/ITA/7GN2006U25.pdf | Łącznik krzywkowy serii 7GN, rozłącznik, 2 pola, 20A, do montażu tablicowego, z żółto/czerwonym pokrętłem blokowanym w pozycji 0, osłonami zacisków i tabliczką 65x65mm | http://datasheet.lovatoelectric.com/Rotary_cam_switches/POL/7GN2006U25.pdf | Rotary cam switch 7GN series, ON-OFF switch 2 poles 20A, for front mounting with red/yellow handle padlockable in 0 and protection covers, front plate 65X65mm | http://datasheet.lovatoelectric.com/Rotary_cam_switches/RON/7GN2006U25.pdf
7GN2006U47 |  |  | Rotary cam switch 7GN series, ON-OFF switch 2 poles 20A, for snap on front mounting with black handle for hole Ø22mm fixing, front plate 48X48mm | http://datasheet.lovatoelectric.com/Rotary_cam_switches/ENG/7GN2006U47.pdf | Commutatore a camme serie 7GN, interruttore 2 poli da 20A in esecuzione per montaggio frontale con maniglia nera e fissaggio a scatto per foro diametro 22mm, mostrina 48x48mm | http://datasheet.lovatoelectric.com/Rotary_cam_switches/ITA/7GN2006U47.pdf | Łącznik krzywkowy serii 7GN, rozłącznik, 2 pola, 20A, do montażu tablicowego w otworze 22mm z czarnym pokrętłem, montowanym na zatrzask do korpusu i tabliczką 48x48mm | http://datasheet.lovatoelectric.com/Rotary_cam_switches/POL/7GN2006U47.pdf | Rotary cam switch 7GN series, ON-OFF switch 2 poles 20A, for snap on front mounting with black handle for hole Ø22mm fixing, front plate 48X48mm | http://datasheet.lovatoelectric.com/Rotary_cam_switches/RON/7GN2006U47.pdf
7GN2006U65 |  |  | Rotary cam switch 7GN series, ON-OFF switch 2 poles 20A, for front mounting with red/yellow handle padlockable in 0 and protection covers, front plate 65X65mm | http://datasheet.lovatoelectric.com/Rotary_cam_switches/ENG/7GN2006U65.pdf | Commutatore a camme serie 7GN, interruttore 2 poli da 20A in esecuzione per montaggio frontale con maniglia giallo/rossa lucchettabile in 0 e copriterminali, mostrina 65X65mm | http://datasheet.lovatoelectric.com/Rotary_cam_switches/ITA/7GN2006U65.pdf | Łącznik krzywkowy serii 7GN, rozłącznik, 2 pola, 20A, do montażu tablicowego, z żółto/czerwonym pokrętłem blokowanym w pozycji 0, osłonami zacisków i tabliczką 65x65mm | http://datasheet.lovatoelectric.com/Rotary_cam_switches/POL/7GN2006U65.pdf | Rotary cam switch 7GN series, ON-OFF switch 2 poles 20A, for front mounting with red/yellow handle padlockable in 0 and protection covers, front plate 65X65mm | http://datasheet.lovatoelectric.com/Rotary_cam_switches/RON/7GN2006U65.pdf
7GN2007O |  |  | Rotary cam switch 7GN series, ON-OFF switch 3 poles 20A, for rear mounting with black handle, front plate 48X48mm | http://datasheet.lovatoelectric.com/Rotary_cam_switches/ENG/7GN2007O.pdf | Commutatore a camme serie 7GN, interruttore 3 poli da 20A in esecuzione per montaggio a fondo quadro con maniglia nera, mostrina 48X48mm | http://datasheet.lovatoelectric.com/Rotary_cam_switches/ITA/7GN2007O.pdf | Łącznik krzywkowy serii 7GN, rozłącznik, 3 pola, 20A, do montażu wewnątrz szafy z czarnym pokrętłem i tabliczką 48x48mm | http://datasheet.lovatoelectric.com/Rotary_cam_switches/POL/7GN2007O.pdf | Rotary cam switch 7GN series, ON-OFF switch 3 poles 20A, for rear mounting with black handle, front plate 48X48mm | http://datasheet.lovatoelectric.com/Rotary_cam_switches/RON/7GN2007O.pdf
7GN2007O48 |  |  | Rotary cam switch 7GN series, ON-OFF switch 3 poles 20A, modular service cover for 35mm DIN reail mounting with black handle, front plate 45X54mm | http://datasheet.lovatoelectric.com/Rotary_cam_switches/ENG/7GN2007O48.pdf | Commutatore a camme serie 7GN, interruttore 3 poli da 20A in esecuzione modulare per montaggio su guida DIN con maniglia nera, mostrina 45X54mm | http://datasheet.lovatoelectric.com/Rotary_cam_switches/ITA/7GN2007O48.pdf | Łącznik krzywkowy serii 7GN, rozłącznik, 3 pola, 20A, wykonanie modułowe do montażu na szynie DIN 35mm, z czarnym pokrętłem i tabliczką 45x54mm | http://datasheet.lovatoelectric.com/Rotary_cam_switches/POL/7GN2007O48.pdf | Rotary cam switch 7GN series, ON-OFF switch 3 poles 20A, modular service cover for 35mm DIN reail mounting with black handle, front plate 45X54mm | http://datasheet.lovatoelectric.com/Rotary_cam_switches/RON/7GN2007O48.pdf
7GN2007O88 |  |  | Rotary cam switch 7GN series, ON-OFF switch 3 poles 20A, for rear mounting with red/yellow handle padlockable in 0, door coupling and protection covers, front plate 65X65mm | http://datasheet.lovatoelectric.com/Rotary_cam_switches/ENG/7GN2007O88.pdf | Commutatore a camme serie 7GN, interruttore 3 poli da 20A in esecuzione per montaggio a fondo quadro con maniglia giallo/rossa lucchettabile in 0 con funzione blocco porta e copriterminali, mostrina 65X65mm | http://datasheet.lovatoelectric.com/Rotary_cam_switches/ITA/7GN2007O88.pdf | Łącznik krzywkowy serii 7GN, rozłącznik, 3 pola, 20A, do montażu wewnątrz szafy, z żółto/czerwonym pokrętłem blokowanym w pozycji 0, trzpieniem, osłonami zacisków i tabliczką 65x65mm | http://datasheet.lovatoelectric.com/Rotary_cam_switches/POL/7GN2007O88.pdf | Rotary cam switch 7GN series, ON-OFF switch 3 poles 20A, for rear mounting with red/yellow handle padlockable in 0, door coupling and protection covers, front plate 65X65mm | http://datasheet.lovatoelectric.com/Rotary_cam_switches/RON/7GN2007O88.pdf
7GN2007O98 |  |  | Rotary cam switch 7GN series, ON-OFF switch 3 poles 20A, for rear mounting with red/yellow handle padlockable in 0, door coupling and protection covers, front plate 65X65mm | http://datasheet.lovatoelectric.com/Rotary_cam_switches/ENG/7GN2007O98.pdf | Commutatore a camme serie 7GN, interruttore 3 poli da 20A in esecuzione per montaggio a fondo quadro con maniglia giallo/rossa lucchettabile in 0 con funzione blocco porta e copriterminali, mostrina 65X65mm | http://datasheet.lovatoelectric.com/Rotary_cam_switches/ITA/7GN2007O98.pdf | Łącznik krzywkowy serii 7GN, rozłącznik, 3 pola, 20A, do montażu wewnątrz szafy, z żółto/czerwonym pokrętłem blokowanym w pozycji 0, trzpieniem, osłonami zacisków i tabliczką 65x65mm | http://datasheet.lovatoelectric.com/Rotary_cam_switches/POL/7GN2007O98.pdf | Rotary cam switch 7GN series, ON-OFF switch 3 poles 20A, for rear mounting with red/yellow handle padlockable in 0, door coupling and protection covers, front plate 65X65mm | http://datasheet.lovatoelectric.com/Rotary_cam_switches/RON/7GN2007O98.pdf
7GN2007P |  |  | Enclosed rotary cam switch 7GN series, ON-OFF switch 3 poles 20A in plastic enclosure 75X75mm with black handle | http://datasheet.lovatoelectric.com/Rotary_cam_switches/ENG/7GN2007P.pdf | Commutatore a camme serie 7GN, interruttore 3 poli da 20A in cassetta plastica 75X75mm con maniglia nera | http://datasheet.lovatoelectric.com/Rotary_cam_switches/ITA/7GN2007P.pdf | Łącznik krzywkowy serii 7GN, rozłącznik, 3 pola, 20A, w obudowie 75x75mm i czarnym pokrętłem | http://datasheet.lovatoelectric.com/Rotary_cam_switches/POL/7GN2007P.pdf | Enclosed rotary cam switch 7GN series, ON-OFF switch 3 poles 20A in plastic enclosure 75X75mm with black handle | http://datasheet.lovatoelectric.com/Rotary_cam_switches/RON/7GN2007P.pdf
7GN2007P25 |  |  | Enclosed rotary cam switch 7GN series, ON-OFF switch 3 poles 20A in plastic enclosure 90X90mm with red/yellow handle | http://datasheet.lovatoelectric.com/Rotary_cam_switches/ENG/7GN2007P25.pdf | Commutatore a camme serie 7GN, interruttore 3 poli da 20A in cassetta plastica 90X90mm con maniglia giallo/rossa | http://datasheet.lovatoelectric.com/Rotary_cam_switches/ITA/7GN2007P25.pdf | Łącznik krzywkowy serii 7GN, rozłącznik, 3 pola, 20A, w obudowie 90x90mm i żółto/czerwonym pokrętłem | http://datasheet.lovatoelectric.com/Rotary_cam_switches/POL/7GN2007P25.pdf | Enclosed rotary cam switch 7GN series, ON-OFF switch 3 poles 20A in plastic enclosure 90X90mm with red/yellow handle | http://datasheet.lovatoelectric.com/Rotary_cam_switches/RON/7GN2007P25.pdf
7GN2007U |  |  | Rotary cam switch 7GN series, ON-OFF switch 3 poles 20A, for front mounting with black handle, front plate 48X48mm | http://datasheet.lovatoelectric.com/Rotary_cam_switches/ENG/7GN2007U.pdf | Commutatore a camme serie 7GN, interruttore 3 poli da 20A in esecuzione per montaggio frontale con maniglia nera, mostrina 48X48mm | http://datasheet.lovatoelectric.com/Rotary_cam_switches/ITA/7GN2007U.pdf | Łącznik krzywkowy serii 7GN, rozłącznik, 3 pola, 20A, do montażu tablicowego, z czarnym pokrętłem i tabliczką 48x48mm | http://datasheet.lovatoelectric.com/Rotary_cam_switches/POL/7GN2007U.pdf | Rotary cam switch 7GN series, ON-OFF switch 3 poles 20A, for front mounting with black handle, front plate 48X48mm | http://datasheet.lovatoelectric.com/Rotary_cam_switches/RON/7GN2007U.pdf
7GN2007U11 |  |  | Rotary cam switch 7GN series, ON-OFF switch 3 poles 20A, for front mounting with black handle without front plate for hole Ø22mm fixing | http://datasheet.lovatoelectric.com/Rotary_cam_switches/ENG/7GN2007U11.pdf | Commutatore a camme serie 7GN, interruttore 3 poli da 20A in esecuzione per montaggio frontale con maniglia nera senza mostrina con fissaggio foro diametro 22mm | http://datasheet.lovatoelectric.com/Rotary_cam_switches/ITA/7GN2007U11.pdf | Łącznik krzywkowy serii 7GN, rozłącznik, 3 pola, 20A, do montażu tablicowego w otworze 22mm, z czarnym pokrętłem bez tabliczki | http://datasheet.lovatoelectric.com/Rotary_cam_switches/POL/7GN2007U11.pdf | Rotary cam switch 7GN series, ON-OFF switch 3 poles 20A, for front mounting with black handle without front plate for hole Ø22mm fixing | http://datasheet.lovatoelectric.com/Rotary_cam_switches/RON/7GN2007U11.pdf
7GN2007U12 |  |  | Rotary cam switch 7GN series, ON-OFF switch 3 poles 20A, for front mounting without front plate with key operation for hole Ø22mm fixing | http://datasheet.lovatoelectric.com/Rotary_cam_switches/ENG/7GN2007U12.pdf | Commutatore a camme serie 7GN, interruttore 3 poli da 20A in esecuzione per montaggio frontale senza mostrina con comando a chiave e fissaggio foro diametro 22mm | http://datasheet.lovatoelectric.com/Rotary_cam_switches/ITA/7GN2007U12.pdf | Łącznik krzywkowy serii 7GN, rozłącznik, 3 pola, 20A, do montażu tablicowego w otworze 22mm, sterowanie kluczem, bez tabliczki | http://datasheet.lovatoelectric.com/Rotary_cam_switches/POL/7GN2007U12.pdf | Rotary cam switch 7GN series, ON-OFF switch 3 poles 20A, for front mounting without front plate with key operation for hole Ø22mm fixing | http://datasheet.lovatoelectric.com/Rotary_cam_switches/RON/7GN2007U12.pdf
7GN2007U25 |  |  | Rotary cam switch 7GN series, ON-OFF switch 3 poles 20A, for front mounting with red/yellow handle padlockable in 0 and protection covers, front plate 65X65mm | http://datasheet.lovatoelectric.com/Rotary_cam_switches/ENG/7GN2007U25.pdf | Commutatore a camme serie 7GN, interruttore 3 poli da 20A in esecuzione per montaggio frontale con maniglia giallo/rossa lucchettabile in 0 e copriterminali, mostrina 65X65mm | http://datasheet.lovatoelectric.com/Rotary_cam_switches/ITA/7GN2007U25.pdf | Łącznik krzywkowy serii 7GN, rozłącznik, 3 pola, 20A, do montażu tablicowego, z żółto/czerwonym pokrętłem blokowanym w pozycji 0, osłonami zacisków i tabliczką 65x65mm | http://datasheet.lovatoelectric.com/Rotary_cam_switches/POL/7GN2007U25.pdf | Rotary cam switch 7GN series, ON-OFF switch 3 poles 20A, for front mounting with red/yellow handle padlockable in 0 and protection covers, front plate 65X65mm | http://datasheet.lovatoelectric.com/Rotary_cam_switches/RON/7GN2007U25.pdf
7GN2007U47 |  |  | Rotary cam switch 7GN series, ON-OFF switch 3 poles 20A, for snap on front mounting with black handle for hole Ø22mm fixing, front plate 48X48mm | http://datasheet.lovatoelectric.com/Rotary_cam_switches/ENG/7GN2007U47.pdf | Commutatore a camme serie 7GN, interruttore 3 poli da 20A in esecuzione per montaggio frontale con maniglia nera e fissaggio a scatto per foro diametro 22mm, mostrina 48x48mm | http://datasheet.lovatoelectric.com/Rotary_cam_switches/ITA/7GN2007U47.pdf | Łącznik krzywkowy serii 7GN, rozłącznik, 3 pola, 20A, do montażu tablicowego w otworze 22mm z czarnym pokrętłem, montowanym na zatrzask do korpusu i tabliczką 48x48mm | http://datasheet.lovatoelectric.com/Rotary_cam_switches/POL/7GN2007U47.pdf | Rotary cam switch 7GN series, ON-OFF switch 3 poles 20A, for snap on front mounting with black handle for hole Ø22mm fixing, front plate 48X48mm | http://datasheet.lovatoelectric.com/Rotary_cam_switches/RON/7GN2007U47.pdf
7GN2007U65 |  |  | Rotary cam switch 7GN series, ON-OFF switch 3 poles 20A, for front mounting with red/yellow handle padlockable in 0 and protection covers, front plate 65X65mm | http://datasheet.lovatoelectric.com/Rotary_cam_switches/ENG/7GN2007U65.pdf | Commutatore a camme serie 7GN, interruttore 3 poli da 20A in esecuzione per montaggio frontale con maniglia giallo/rossa lucchettabile in 0 e copriterminali, mostrina 65X65mm | http://datasheet.lovatoelectric.com/Rotary_cam_switches/ITA/7GN2007U65.pdf | Łącznik krzywkowy serii 7GN, rozłącznik, 3 pola, 20A, do montażu tablicowego, z żółto/czerwonym pokrętłem blokowanym w pozycji 0, osłonami zacisków i tabliczką 65x65mm | http://datasheet.lovatoelectric.com/Rotary_cam_switches/POL/7GN2007U65.pdf | Rotary cam switch 7GN series, ON-OFF switch 3 poles 20A, for front mounting with red/yellow handle padlockable in 0 and protection covers, front plate 65X65mm | http://datasheet.lovatoelectric.com/Rotary_cam_switches/RON/7GN2007U65.pdf
7GN2008O |  |  | Rotary cam switch 7GN series, ON-OFF switch 4 poles 20A, for rear mounting with black handle, front plate 48X48mm | http://datasheet.lovatoelectric.com/Rotary_cam_switches/ENG/7GN2008O.pdf | Commutatore a camme serie 7GN, interruttore 4 poli da 20A in esecuzione per montaggio a fondo quadro con maniglia nera, mostrina 48X48mm | http://datasheet.lovatoelectric.com/Rotary_cam_switches/ITA/7GN2008O.pdf | Łącznik krzywkowy serii 7GN, rozłącznik, 4 pola, 20A, do montażu wewnątrz szafy z czarnym pokrętłem i tabliczką 48x48mm | http://datasheet.lovatoelectric.com/Rotary_cam_switches/POL/7GN2008O.pdf | Rotary cam switch 7GN series, ON-OFF switch 4 poles 20A, for rear mounting with black handle, front plate 48X48mm | http://datasheet.lovatoelectric.com/Rotary_cam_switches/RON/7GN2008O.pdf
7GN2008O48 |  |  | Rotary cam switch 7GN series, ON-OFF switch 4 poles 20A, modular service cover for 35mm DIN reail mounting with black handle, front plate 45X54mm | http://datasheet.lovatoelectric.com/Rotary_cam_switches/ENG/7GN2008O48.pdf | Commutatore a camme serie 7GN, interruttore 4 poli da 20A in esecuzione modulare per montaggio su guida DIN con maniglia nera, mostrina 45X54mm | http://datasheet.lovatoelectric.com/Rotary_cam_switches/ITA/7GN2008O48.pdf | Łącznik krzywkowy serii 7GN, rozłącznik, 4 pola, 20A, wykonanie modułowe do montażu na szynie DIN 35mm, z czarnym pokrętłem i tabliczką 45x54mm | http://datasheet.lovatoelectric.com/Rotary_cam_switches/POL/7GN2008O48.pdf | Rotary cam switch 7GN series, ON-OFF switch 4 poles 20A, modular service cover for 35mm DIN reail mounting with black handle, front plate 45X54mm | http://datasheet.lovatoelectric.com/Rotary_cam_switches/RON/7GN2008O48.pdf
7GN2008O88 |  |  | Rotary cam switch 7GN series, ON-OFF switch 4 poles 20A, for rear mounting with red/yellow handle padlockable in 0, door coupling and protection covers, front plate 65X65mm | http://datasheet.lovatoelectric.com/Rotary_cam_switches/ENG/7GN2008O88.pdf | Commutatore a camme serie 7GN, interruttore 4 poli da 20A in esecuzione per montaggio a fondo quadro con maniglia giallo/rossa lucchettabile in 0 con funzione blocco porta e copriterminali, mostrina 65X65mm | http://datasheet.lovatoelectric.com/Rotary_cam_switches/ITA/7GN2008O88.pdf | Łącznik krzywkowy serii 7GN, rozłącznik, 4 pola, 20A, do montażu wewnątrz szafy, z żółto/czerwonym pokrętłem blokowanym w pozycji 0, trzpieniem, osłonami zacisków i tabliczką 65x65mm | http://datasheet.lovatoelectric.com/Rotary_cam_switches/POL/7GN2008O88.pdf | Rotary cam switch 7GN series, ON-OFF switch 4 poles 20A, for rear mounting with red/yellow handle padlockable in 0, door coupling and protection covers, front plate 65X65mm | http://datasheet.lovatoelectric.com/Rotary_cam_switches/RON/7GN2008O88.pdf
7GN2008O98 |  |  | Rotary cam switch 7GN series, ON-OFF switch 4 poles 20A, for rear mounting with red/yellow handle padlockable in 0, door coupling and protection covers, front plate 65X65mm | http://datasheet.lovatoelectric.com/Rotary_cam_switches/ENG/7GN2008O98.pdf | Commutatore a camme serie 7GN, interruttore 4 poli da 20A in esecuzione per montaggio a fondo quadro con maniglia giallo/rossa lucchettabile in 0 con funzione blocco porta e copriterminali, mostrina 65X65mm | http://datasheet.lovatoelectric.com/Rotary_cam_switches/ITA/7GN2008O98.pdf | Łącznik krzywkowy serii 7GN, rozłącznik, 4 pola, 20A, do montażu wewnątrz szafy, z żółto/czerwonym pokrętłem blokowanym w pozycji 0, trzpieniem, osłonami zacisków i tabliczką 65x65mm | http://datasheet.lovatoelectric.com/Rotary_cam_switches/POL/7GN2008O98.pdf | Rotary cam switch 7GN series, ON-OFF switch 4 poles 20A, for rear mounting with red/yellow handle padlockable in 0, door coupling and protection covers, front plate 65X65mm | http://datasheet.lovatoelectric.com/Rotary_cam_switches/RON/7GN2008O98.pdf
7GN2008P |  |  | Enclosed rotary cam switch 7GN series, ON-OFF switch 4 poles 20A in plastic enclosure 75X75mm with black handle | http://datasheet.lovatoelectric.com/Rotary_cam_switches/ENG/7GN2008P.pdf | Commutatore a camme serie 7GN, interruttore 4 poli da 20A in cassetta plastica 75X75mm con maniglia nera | http://datasheet.lovatoelectric.com/Rotary_cam_switches/ITA/7GN2008P.pdf | Łącznik krzywkowy serii 7GN, rozłącznik, 4 pola, 20A, w obudowie 75x75mm i czarnym pokrętłem | http://datasheet.lovatoelectric.com/Rotary_cam_switches/POL/7GN2008P.pdf | Enclosed rotary cam switch 7GN series, ON-OFF switch 4 poles 20A in plastic enclosure 75X75mm with black handle | http://datasheet.lovatoelectric.com/Rotary_cam_switches/RON/7GN2008P.pdf
7GN2008P25 |  |  | Enclosed rotary cam switch 7GN series, ON-OFF switch 4 poles 20A in plastic enclosure 90X90mm with red/yellow handle | http://datasheet.lovatoelectric.com/Rotary_cam_switches/ENG/7GN2008P25.pdf | Commutatore a camme serie 7GN, interruttore 4 poli da 20A in cassetta plastica 90X90mm con maniglia giallo/rossa | http://datasheet.lovatoelectric.com/Rotary_cam_switches/ITA/7GN2008P25.pdf | Łącznik krzywkowy serii 7GN, rozłącznik, 4 pola, 20A, w obudowie 90x90mm i żółto/czerwonym pokrętłem | http://datasheet.lovatoelectric.com/Rotary_cam_switches/POL/7GN2008P25.pdf | Enclosed rotary cam switch 7GN series, ON-OFF switch 4 poles 20A in plastic enclosure 90X90mm with red/yellow handle | http://datasheet.lovatoelectric.com/Rotary_cam_switches/RON/7GN2008P25.pdf
7GN2008U |  |  | Rotary cam switch 7GN series, ON-OFF switch 4 poles 20A, for front mounting with black handle, front plate 48X48mm | http://datasheet.lovatoelectric.com/Rotary_cam_switches/ENG/7GN2008U.pdf | Commutatore a camme serie 7GN, interruttore 4 poli da 20A in esecuzione per montaggio frontale con maniglia nera, mostrina 48X48mm | http://datasheet.lovatoelectric.com/Rotary_cam_switches/ITA/7GN2008U.pdf | Łącznik krzywkowy serii 7GN, rozłącznik, 4 pola, 20A, do montażu tablicowego, z czarnym pokrętłem i tabliczką 48x48mm | http://datasheet.lovatoelectric.com/Rotary_cam_switches/POL/7GN2008U.pdf | Rotary cam switch 7GN series, ON-OFF switch 4 poles 20A, for front mounting with black handle, front plate 48X48mm | http://datasheet.lovatoelectric.com/Rotary_cam_switches/RON/7GN2008U.pdf
7GN2008U11 |  |  | Rotary cam switch 7GN series, ON-OFF switch 4 poles 20A, for front mounting with black handle without front plate for hole Ø22mm fixing | http://datasheet.lovatoelectric.com/Rotary_cam_switches/ENG/7GN2008U11.pdf | Commutatore a camme serie 7GN, interruttore 4 poli da 20A in esecuzione per montaggio frontale con maniglia nera senza mostrina con fissaggio foro diametro 22mm | http://datasheet.lovatoelectric.com/Rotary_cam_switches/ITA/7GN2008U11.pdf | Łącznik krzywkowy serii 7GN, rozłącznik, 4 pola, 20A, do montażu tablicowego w otworze 22mm, z czarnym pokrętłem bez tabliczki | http://datasheet.lovatoelectric.com/Rotary_cam_switches/POL/7GN2008U11.pdf | Rotary cam switch 7GN series, ON-OFF switch 4 poles 20A, for front mounting with black handle without front plate for hole Ø22mm fixing | http://datasheet.lovatoelectric.com/Rotary_cam_switches/RON/7GN2008U11.pdf
7GN2008U12 |  |  | Rotary cam switch 7GN series, ON-OFF switch 4 poles 20A, for front mounting without front plate with key operation for hole Ø22mm fixing | http://datasheet.lovatoelectric.com/Rotary_cam_switches/ENG/7GN2008U12.pdf | Commutatore a camme serie 7GN, interruttore 4 poli da 20A in esecuzione per montaggio frontale senza mostrina con comando a chiave e fissaggio foro diametro 22mm | http://datasheet.lovatoelectric.com/Rotary_cam_switches/ITA/7GN2008U12.pdf | Łącznik krzywkowy serii 7GN, rozłącznik, 4 pola, 20A, do montażu tablicowego w otworze 22mm, sterowanie kluczem, bez tabliczki | http://datasheet.lovatoelectric.com/Rotary_cam_switches/POL/7GN2008U12.pdf | Rotary cam switch 7GN series, ON-OFF switch 4 poles 20A, for front mounting without front plate with key operation for hole Ø22mm fixing | http://datasheet.lovatoelectric.com/Rotary_cam_switches/RON/7GN2008U12.pdf
7GN2008U25 |  |  | Rotary cam switch 7GN series, ON-OFF switch 4 poles 20A, for front mounting with red/yellow handle padlockable in 0 and protection covers, front plate 65X65mm | http://datasheet.lovatoelectric.com/Rotary_cam_switches/ENG/7GN2008U25.pdf | Commutatore a camme serie 7GN, interruttore 4 poli da 20A in esecuzione per montaggio frontale con maniglia giallo/rossa lucchettabile in 0 e copriterminali, mostrina 65X65mm | http://datasheet.lovatoelectric.com/Rotary_cam_switches/ITA/7GN2008U25.pdf | Łącznik krzywkowy serii 7GN, rozłącznik, 4 pola, 20A, do montażu tablicowego, z żółto/czerwonym pokrętłem blokowanym w pozycji 0, osłonami zacisków i tabliczką 65x65mm | http://datasheet.lovatoelectric.com/Rotary_cam_switches/POL/7GN2008U25.pdf | Rotary cam switch 7GN series, ON-OFF switch 4 poles 20A, for front mounting with red/yellow handle padlockable in 0 and protection covers, front plate 65X65mm | http://datasheet.lovatoelectric.com/Rotary_cam_switches/RON/7GN2008U25.pdf
7GN2008U47 |  |  | Rotary cam switch 7GN series, ON-OFF switch 4 poles 20A, for snap on front mounting with black handle for hole Ø22mm fixing, front plate 48X48mm | http://datasheet.lovatoelectric.com/Rotary_cam_switches/ENG/7GN2008U47.pdf | Commutatore a camme serie 7GN, interruttore 4 poli da 20A in esecuzione per montaggio frontale con maniglia nera e fissaggio a scatto per foro diametro 22mm, mostrina 48x48mm | http://datasheet.lovatoelectric.com/Rotary_cam_switches/ITA/7GN2008U47.pdf | Łącznik krzywkowy serii 7GN, rozłącznik, 4 pola, 20A, do montażu tablicowego w otworze 22mm z czarnym pokrętłem, montowanym na zatrzask do korpusu i tabliczką 48x48mm | http://datasheet.lovatoelectric.com/Rotary_cam_switches/POL/7GN2008U47.pdf | Rotary cam switch 7GN series, ON-OFF switch 4 poles 20A, for snap on front mounting with black handle for hole Ø22mm fixing, front plate 48X48mm | http://datasheet.lovatoelectric.com/Rotary_cam_switches/RON/7GN2008U47.pdf
7GN2008U65 |  |  | Rotary cam switch 7GN series, ON-OFF switch 4 poles 20A, for front mounting with red/yellow handle padlockable in 0 and protection covers, front plate 65X65mm | http://datasheet.lovatoelectric.com/Rotary_cam_switches/ENG/7GN2008U65.pdf | Commutatore a camme serie 7GN, interruttore 4 poli da 20A in esecuzione per montaggio frontale con maniglia giallo/rossa lucchettabile in 0 e copriterminali, mostrina 65X65mm | http://datasheet.lovatoelectric.com/Rotary_cam_switches/ITA/7GN2008U65.pdf | Łącznik krzywkowy serii 7GN, rozłącznik, 4 pola, 20A, do montażu tablicowego, z żółto/czerwonym pokrętłem blokowanym w pozycji 0, osłonami zacisków i tabliczką 65x65mm | http://datasheet.lovatoelectric.com/Rotary_cam_switches/POL/7GN2008U65.pdf | Rotary cam switch 7GN series, ON-OFF switch 4 poles 20A, for front mounting with red/yellow handle padlockable in 0 and protection covers, front plate 65X65mm | http://datasheet.lovatoelectric.com/Rotary_cam_switches/RON/7GN2008U65.pdf
7GN20107O |  |  | Rotary cam switch 7GN series, multi-step 0-1-2, 1 pole 20A, for rear mounting with black handle, front plate 48X48mm | http://datasheet.lovatoelectric.com/Rotary_cam_switches/ENG/7GN20107O.pdf | Commutatore a camme serie 7GN, multivia 0-1-2 1 polo da 20A in esecuzione per montaggio a fondo quadro con maniglia nera, mostrina 48X48mm | http://datasheet.lovatoelectric.com/Rotary_cam_switches/ITA/7GN20107O.pdf | Łącznik krzywkowy serii 7GN, wielopozycyjny 0-1-2, 1 pole, 20A, do montażu wewnątrz szafy z czarnym pokrętłem i tabliczką 48x48mm | http://datasheet.lovatoelectric.com/Rotary_cam_switches/POL/7GN20107O.pdf | Rotary cam switch 7GN series, multi-step 0-1-2, 1 pole 20A, for rear mounting with black handle, front plate 48X48mm | http://datasheet.lovatoelectric.com/Rotary_cam_switches/RON/7GN20107O.pdf
7GN20107O48 |  |  | Rotary cam switch 7GN series, multi-step 0-1-2, 1 pole 20A, modular service cover for 35mm DIN reail mounting with black handle, front plate 45X54mm | http://datasheet.lovatoelectric.com/Rotary_cam_switches/ENG/7GN20107O48.pdf | Commutatore a camme serie 7GN, multivia 0-1-2 1 polo da 20A in esecuzione modulare per montaggio su guida DIN con maniglia nera, mostrina 45X54mm | http://datasheet.lovatoelectric.com/Rotary_cam_switches/ITA/7GN20107O48.pdf | Łącznik krzywkowy serii 7GN, wielopozycyjny 0-1-2, 1 pole, 20A, wykonanie modułowe do montażu na szynie DIN 35mm, z czarnym pokrętłem i tabliczką 45x54mm | http://datasheet.lovatoelectric.com/Rotary_cam_switches/POL/7GN20107O48.pdf | Rotary cam switch 7GN series, multi-step 0-1-2, 1 pole 20A, modular service cover for 35mm DIN reail mounting with black handle, front plate 45X54mm | http://datasheet.lovatoelectric.com/Rotary_cam_switches/RON/7GN20107O48.pdf
7GN20107P |  |  | Enclosed rotary cam switch 7GN series, multi-step 0-1-2, 1 pole 20A in plastic enclosure 75X75mm with black handle | http://datasheet.lovatoelectric.com/Rotary_cam_switches/ENG/7GN20107P.pdf | Commutatore a camme serie 7GN, multivia 0-1-2 1 polo da 20A in cassetta plastica 75X75mm con maniglia nera | http://datasheet.lovatoelectric.com/Rotary_cam_switches/ITA/7GN20107P.pdf | Łącznik krzywkowy serii 7GN, wielopozycyjny 0-1-2, 1 pole, 20A, w obudowie 75x75mm i czarnym pokrętłem | http://datasheet.lovatoelectric.com/Rotary_cam_switches/POL/7GN20107P.pdf | Enclosed rotary cam switch 7GN series, multi-step 0-1-2, 1 pole 20A in plastic enclosure 75X75mm with black handle | http://datasheet.lovatoelectric.com/Rotary_cam_switches/RON/7GN20107P.pdf
7GN20107U |  |  | Rotary cam switch 7GN series, multi-step 0-1-2, 1 pole 20A, for front mounting with black handle, front plate 48X48mm | http://datasheet.lovatoelectric.com/Rotary_cam_switches/ENG/7GN20107U.pdf | Commutatore a camme serie 7GN, multivia 0-1-2 1 polo da 20A in esecuzione per montaggio frontale con maniglia nera, mostrina 48X48mm | http://datasheet.lovatoelectric.com/Rotary_cam_switches/ITA/7GN20107U.pdf | Łącznik krzywkowy serii 7GN, wielopozycyjny 0-1-2, 1 pole, 20A, do montażu tablicowego, z czarnym pokrętłem i tabliczką 48x48mm | http://datasheet.lovatoelectric.com/Rotary_cam_switches/POL/7GN20107U.pdf | Rotary cam switch 7GN series, multi-step 0-1-2, 1 pole 20A, for front mounting with black handle, front plate 48X48mm | http://datasheet.lovatoelectric.com/Rotary_cam_switches/RON/7GN20107U.pdf
7GN20107U47 |  |  | Rotary cam switch 7GN series, multi-step 0-1-2, 1 pole 20A, for snap on front mounting with black handle for hole Ø22mm fixing, front plate 48X48mm | http://datasheet.lovatoelectric.com/Rotary_cam_switches/ENG/7GN20107U47.pdf | Commutatore a camme serie 7GN, multivia 0-1-2 1 polo da 20A in esecuzione per montaggio frontale con maniglia nera e fissaggio a scatto per foro diametro 22mm, mostrina 48X48mm | http://datasheet.lovatoelectric.com/Rotary_cam_switches/ITA/7GN20107U47.pdf | Łącznik krzywkowy serii 7GN, wielopozycyjny 0-1-2, 1 pole, 20A, do montażu tablicowego w otworze 22mm z czarnym pokrętłem, montowanym na zatrzask do korpusu i tabliczką 48x48mm | http://datasheet.lovatoelectric.com/Rotary_cam_switches/POL/7GN20107U47.pdf | Rotary cam switch 7GN series, multi-step 0-1-2, 1 pole 20A, for snap on front mounting with black handle for hole Ø22mm fixing, front plate 48X48mm | http://datasheet.lovatoelectric.com/Rotary_cam_switches/RON/7GN20107U47.pdf
7GN20108O |  |  | Rotary cam switch 7GN series, multi-step 0-1-2-3, 1 pole 20A, for rear mounting with black handle, front plate 48X48mm | http://datasheet.lovatoelectric.com/Rotary_cam_switches/ENG/7GN20108O.pdf | Commutatore a camme serie 7GN, multivia 0-1-2-3 1 polo da 20A in esecuzione per montaggio a fondo quadro con maniglia nera, mostrina 48X48mm | http://datasheet.lovatoelectric.com/Rotary_cam_switches/ITA/7GN20108O.pdf | Łącznik krzywkowy serii 7GN, wielopozycyjny 0-1-2-3, 1 pole, 20A, do montażu wewnątrz szafy z czarnym pokrętłem i tabliczką 48x48mm | http://datasheet.lovatoelectric.com/Rotary_cam_switches/POL/7GN20108O.pdf | Rotary cam switch 7GN series, multi-step 0-1-2-3, 1 pole 20A, for rear mounting with black handle, front plate 48X48mm | http://datasheet.lovatoelectric.com/Rotary_cam_switches/RON/7GN20108O.pdf
7GN20108O48 |  |  | Rotary cam switch 7GN series, multi-step 0-1-2-3, 1 pole 20A, modular service cover for 35mm DIN reail mounting with black handle, front plate 45X54mm | http://datasheet.lovatoelectric.com/Rotary_cam_switches/ENG/7GN20108O48.pdf | Commutatore a camme serie 7GN, multivia 0-1-2-3 1 polo da 20A in esecuzione modulare per montaggio su guida DIN con maniglia nera, mostrina 45X54mm | http://datasheet.lovatoelectric.com/Rotary_cam_switches/ITA/7GN20108O48.pdf | Łącznik krzywkowy serii 7GN, wielopozycyjny 0-1-2-3, 1 pole, 20A, wykonanie modułowe do montażu na szynie DIN 35mm, z czarnym pokrętłem i tabliczką 45x54mm | http://datasheet.lovatoelectric.com/Rotary_cam_switches/POL/7GN20108O48.pdf | Rotary cam switch 7GN series, multi-step 0-1-2-3, 1 pole 20A, modular service cover for 35mm DIN reail mounting with black handle, front plate 45X54mm | http://datasheet.lovatoelectric.com/Rotary_cam_switches/RON/7GN20108O48.pdf
7GN20108P |  |  | Enclosed rotary cam switch 7GN series, multi-step 0-1-2-3, 1 pole 20A in plastic enclosure 75X75mm with black handle | http://datasheet.lovatoelectric.com/Rotary_cam_switches/ENG/7GN20108P.pdf | Commutatore a camme serie 7GN, multivia 0-1-2-3 1 polo da 20A in cassetta plastica 75X75mm con maniglia nera | http://datasheet.lovatoelectric.com/Rotary_cam_switches/ITA/7GN20108P.pdf | Łącznik krzywkowy serii 7GN, wielopozycyjny 0-1-2-3, 1 pole, 20A, w obudowie 75x75mm i czarnym pokrętłem | http://datasheet.lovatoelectric.com/Rotary_cam_switches/POL/7GN20108P.pdf | Enclosed rotary cam switch 7GN series, multi-step 0-1-2-3, 1 pole 20A in plastic enclosure 75X75mm with black handle | http://datasheet.lovatoelectric.com/Rotary_cam_switches/RON/7GN20108P.pdf
7GN20108U |  |  | Rotary cam switch 7GN series, multi-step 0-1-2-3, 1 pole 20A, for front mounting with black handle, front plate 48X48mm | http://datasheet.lovatoelectric.com/Rotary_cam_switches/ENG/7GN20108U.pdf | Commutatore a camme serie 7GN, multivia 0-1-2-3 1 polo da 20A in esecuzione per montaggio frontale con maniglia nera, mostrina 48X48mm | http://datasheet.lovatoelectric.com/Rotary_cam_switches/ITA/7GN20108U.pdf | Łącznik krzywkowy serii 7GN, wielopozycyjny 0-1-2-3, 1 pole, 20A, do montażu tablicowego, z czarnym pokrętłem i tabliczką 48x48mm | http://datasheet.lovatoelectric.com/Rotary_cam_switches/POL/7GN20108U.pdf | Rotary cam switch 7GN series, multi-step 0-1-2-3, 1 pole 20A, for front mounting with black handle, front plate 48X48mm | http://datasheet.lovatoelectric.com/Rotary_cam_switches/RON/7GN20108U.pdf
7GN20108U47 |  |  | Rotary cam switch 7GN series, multi-step 0-1-2-3, 1 pole 20A, for snap on front mounting with black handle for hole Ø22mm fixing, front plate 48X48mm | http://datasheet.lovatoelectric.com/Rotary_cam_switches/ENG/7GN20108U47.pdf | Commutatore a camme serie 7GN, multivia 0-1-2-3 1 polo da 20A in esecuzione per montaggio frontale con maniglia nera e fissaggio a scatto per foro diametro 22mm, mostrina 48X48mm | http://datasheet.lovatoelectric.com/Rotary_cam_switches/ITA/7GN20108U47.pdf | Łącznik krzywkowy serii 7GN, wielopozycyjny 0-1-2-3, 1 pole, 20A, do montażu tablicowego w otworze 22mm z czarnym pokrętłem, montowanym na zatrzask do korpusu i tabliczką 48x48mm | http://datasheet.lovatoelectric.com/Rotary_cam_switches/POL/7GN20108U47.pdf | Rotary cam switch 7GN series, multi-step 0-1-2-3, 1 pole 20A, for snap on front mounting with black handle for hole Ø22mm fixing, front plate 48X48mm | http://datasheet.lovatoelectric.com/Rotary_cam_switches/RON/7GN20108U47.pdf
7GN20109O |  |  | Rotary cam switch 7GN series, multi-step 0-1-2-3-4, 1 pole 20A, for rear mounting with black handle, front plate 48X48mm | http://datasheet.lovatoelectric.com/Rotary_cam_switches/ENG/7GN20109O.pdf | Commutatore a camme serie 7GN, multivia 0-1-2-3-4 1 polo da 20A in esecuzione per montaggio a fondo quadro con maniglia nera, mostrina 48X48mm | http://datasheet.lovatoelectric.com/Rotary_cam_switches/ITA/7GN20109O.pdf | Łącznik krzywkowy serii 7GN, wielopozycyjny 0-1-2-3-4, 1 pole, 20A, do montażu wewnątrz szafy z czarnym pokrętłem i tabliczką 48x48mm | http://datasheet.lovatoelectric.com/Rotary_cam_switches/POL/7GN20109O.pdf | Rotary cam switch 7GN series, multi-step 0-1-2-3-4, 1 pole 20A, for rear mounting with black handle, front plate 48X48mm | http://datasheet.lovatoelectric.com/Rotary_cam_switches/RON/7GN20109O.pdf
7GN20109O48 |  |  | Rotary cam switch 7GN series, multi-step 0-1-2-3-4, 1 pole 20A, modular service cover for 35mm DIN reail mounting with black handle, front plate 45X54mm | http://datasheet.lovatoelectric.com/Rotary_cam_switches/ENG/7GN20109O48.pdf | Commutatore a camme serie 7GN, multivia 0-1-2-3-4 1 polo da 20A in esecuzione modulare per montaggio su guida DIN con maniglia nera, mostrina 45X54mm | http://datasheet.lovatoelectric.com/Rotary_cam_switches/ITA/7GN20109O48.pdf | Łącznik krzywkowy serii 7GN, wielopozycyjny 0-1-2-3-4, 1 pole, 20A, wykonanie modułowe do montażu na szynie DIN 35mm, z czarnym pokrętłem i tabliczką 45x54mm | http://datasheet.lovatoelectric.com/Rotary_cam_switches/POL/7GN20109O48.pdf | Rotary cam switch 7GN series, multi-step 0-1-2-3-4, 1 pole 20A, modular service cover for 35mm DIN reail mounting with black handle, front plate 45X54mm | http://datasheet.lovatoelectric.com/Rotary_cam_switches/RON/7GN20109O48.pdf
7GN20109P |  |  | Enclosed rotary cam switch 7GN series, multi-step 0-1-2-3-4, 1 pole 20A in plastic enclosure 75X75mm with black handle | http://datasheet.lovatoelectric.com/Rotary_cam_switches/ENG/7GN20109P.pdf | Commutatore a camme serie 7GN, multivia 0-1-2-3-4 1 polo da 20A in cassetta plastica 75X75mm con maniglia nera | http://datasheet.lovatoelectric.com/Rotary_cam_switches/ITA/7GN20109P.pdf | Łącznik krzywkowy serii 7GN, wielopozycyjny 0-1-2-3-4, 1 pole, 20A, w obudowie 75x75mm i czarnym pokrętłem | http://datasheet.lovatoelectric.com/Rotary_cam_switches/POL/7GN20109P.pdf | Enclosed rotary cam switch 7GN series, multi-step 0-1-2-3-4, 1 pole 20A in plastic enclosure 75X75mm with black handle | http://datasheet.lovatoelectric.com/Rotary_cam_switches/RON/7GN20109P.pdf
7GN20109U |  |  | Rotary cam switch 7GN series, multi-step 0-1-2-3-4, 1 pole 20A, for front mounting with black handle, front plate 48X48mm | http://datasheet.lovatoelectric.com/Rotary_cam_switches/ENG/7GN20109U.pdf | Commutatore a camme serie 7GN, multivia 0-1-2-3-4 1 polo da 20A in esecuzione per montaggio frontale con maniglia nera, mostrina 48X48mm | http://datasheet.lovatoelectric.com/Rotary_cam_switches/ITA/7GN20109U.pdf | Łącznik krzywkowy serii 7GN, wielopozycyjny 0-1-2-3-4, 1 pole, 20A, do montażu tablicowego, z czarnym pokrętłem i tabliczką 48x48mm | http://datasheet.lovatoelectric.com/Rotary_cam_switches/POL/7GN20109U.pdf | Rotary cam switch 7GN series, multi-step 0-1-2-3-4, 1 pole 20A, for front mounting with black handle, front plate 48X48mm | http://datasheet.lovatoelectric.com/Rotary_cam_switches/RON/7GN20109U.pdf
7GN20109U47 |  |  | Rotary cam switch 7GN series, multi-step 0-1-2-3-4, 1 pole 20A, for snap on front mounting with black handle for hole Ø22mm fixing, front plate 48X48mm | http://datasheet.lovatoelectric.com/Rotary_cam_switches/ENG/7GN20109U47.pdf | Commutatore a camme serie 7GN, multivia 0-1-2-3-4 1 polo da 20A in esecuzione per montaggio frontale con maniglia nera e fissaggio a scatto per foro diametro 22mm, mostrina 48X48mm | http://datasheet.lovatoelectric.com/Rotary_cam_switches/ITA/7GN20109U47.pdf | Łącznik krzywkowy serii 7GN, wielopozycyjny 0-1-2-3-4, 1 pole, 20A, do montażu tablicowego w otworze 22mm z czarnym pokrętłem, montowanym na zatrzask do korpusu i tabliczką 48x48mm | http://datasheet.lovatoelectric.com/Rotary_cam_switches/POL/7GN20109U47.pdf | Rotary cam switch 7GN series, multi-step 0-1-2-3-4, 1 pole 20A, for snap on front mounting with black handle for hole Ø22mm fixing, front plate 48X48mm | http://datasheet.lovatoelectric.com/Rotary_cam_switches/RON/7GN20109U47.pdf
7GN2010O | 7GN2010O.jpg | http://datasheet.lovatoelectric.com/Rotary_cam_switches/products_images/7GN2010O.jpg | Rotary cam switch 7GN series, ON-OFF switch 3 poles 20A, for rear mounting with black handle, front plate 48X48mm | http://datasheet.lovatoelectric.com/Rotary_cam_switches/ENG/7GN2010O.pdf | Commutatore a camme serie 7GN, interruttore 3 poli da 20A in esecuzione per montaggio a fondo quadro con maniglia nera, mostrina 48X48mm | http://datasheet.lovatoelectric.com/Rotary_cam_switches/ITA/7GN2010O.pdf | Łącznik krzywkowy serii 7GN, rozłącznik, 3 pola, 20A, do montażu wewnątrz szafy z czarnym pokrętłem i tabliczką 48x48mm | http://datasheet.lovatoelectric.com/Rotary_cam_switches/POL/7GN2010O.pdf | Rotary cam switch 7GN series, ON-OFF switch 3 poles 20A, for rear mounting with black handle, front plate 48X48mm | http://datasheet.lovatoelectric.com/Rotary_cam_switches/RON/7GN2010O.pdf
7GN2010O48 | 7GN2010O48.jpg | http://datasheet.lovatoelectric.com/Rotary_cam_switches/products_images/7GN2010O48.jpg | Rotary cam switch 7GN series, ON-OFF switch 3 poles 20A, modular service cover for 35mm DIN reail mounting with black handle, front plate 45X54mm | http://datasheet.lovatoelectric.com/Rotary_cam_switches/ENG/7GN2010O48.pdf | Commutatore a camme serie 7GN, interruttore 3 poli da 20A in esecuzione modulare per montaggio su guida DIN con maniglia nera, mostrina 45X54mm | http://datasheet.lovatoelectric.com/Rotary_cam_switches/ITA/7GN2010O48.pdf | Łącznik krzywkowy serii 7GN, rozłącznik, 3 pola, 20A, wykonanie modułowe do montażu na szynie DIN 35mm, z czarnym pokrętłem i tabliczką 45x54mm | http://datasheet.lovatoelectric.com/Rotary_cam_switches/POL/7GN2010O48.pdf | Rotary cam switch 7GN series, ON-OFF switch 3 poles 20A, modular service cover for 35mm DIN reail mounting with black handle, front plate 45X54mm | http://datasheet.lovatoelectric.com/Rotary_cam_switches/RON/7GN2010O48.pdf
7GN2010O88 | 7GN2010O88.jpg | http://datasheet.lovatoelectric.com/Rotary_cam_switches/products_images/7GN2010O88.jpg | Rotary cam switch 7GN series, ON-OFF switch 3 poles 20A, for rear mounting with red/yellow handle padlockable in 0, door coupling and protection covers, front plate 65X65mm | http://datasheet.lovatoelectric.com/Rotary_cam_switches/ENG/7GN2010O88.pdf | Commutatore a camme serie 7GN, interruttore 3 poli da 20A in esecuzione per montaggio a fondo quadro con maniglia giallo/rossa lucchettabile in 0 con funzione blocco porta e copriterminali, mostrina 65X65mm | http://datasheet.lovatoelectric.com/Rotary_cam_switches/ITA/7GN2010O88.pdf | Łącznik krzywkowy serii 7GN, rozłącznik, 3 pola, 20A, do montażu wewnątrz szafy, z żółto/czerwonym pokrętłem blokowanym w pozycji 0, trzpieniem, osłonami zacisków i tabliczką 65x65mm | http://datasheet.lovatoelectric.com/Rotary_cam_switches/POL/7GN2010O88.pdf | Rotary cam switch 7GN series, ON-OFF switch 3 poles 20A, for rear mounting with red/yellow handle padlockable in 0, door coupling and protection covers, front plate 65X65mm | http://datasheet.lovatoelectric.com/Rotary_cam_switches/RON/7GN2010O88.pdf
7GN2010O98 | 7GN2010O98.jpg | http://datasheet.lovatoelectric.com/Rotary_cam_switches/products_images/7GN2010O98.jpg | Rotary cam switch 7GN series, ON-OFF switch 3 poles 20A, for rear mounting with red/yellow handle padlockable in 0, door coupling and protection covers, front plate 65X65mm | http://datasheet.lovatoelectric.com/Rotary_cam_switches/ENG/7GN2010O98.pdf | Commutatore a camme serie 7GN, interruttore 3 poli da 20A in esecuzione per montaggio a fondo quadro con maniglia giallo/rossa lucchettabile in 0 con funzione blocco porta e copriterminali, mostrina 65X65mm | http://datasheet.lovatoelectric.com/Rotary_cam_switches/ITA/7GN2010O98.pdf | Łącznik krzywkowy serii 7GN, rozłącznik, 3 pola, 20A, do montażu wewnątrz szafy, z żółto/czerwonym pokrętłem blokowanym w pozycji 0, trzpieniem, osłonami zacisków i tabliczką 65x65mm | http://datasheet.lovatoelectric.com/Rotary_cam_switches/POL/7GN2010O98.pdf | Rotary cam switch 7GN series, ON-OFF switch 3 poles 20A, for rear mounting with red/yellow handle padlockable in 0, door coupling and protection covers, front plate 65X65mm | http://datasheet.lovatoelectric.com/Rotary_cam_switches/RON/7GN2010O98.pdf
7GN2010P | 7GN2010P.jpg | http://datasheet.lovatoelectric.com/Rotary_cam_switches/products_images/7GN2010P.jpg | Enclosed rotary cam switch 7GN series, ON-OFF switch 3 poles 20A in plastic enclosure 75X75mm with black handle | http://datasheet.lovatoelectric.com/Rotary_cam_switches/ENG/7GN2010P.pdf | Commutatore a camme serie 7GN, interruttore 3 poli da 20A in cassetta plastica 75X75mm con maniglia nera | http://datasheet.lovatoelectric.com/Rotary_cam_switches/ITA/7GN2010P.pdf | Łącznik krzywkowy serii 7GN, rozłącznik, 3 pola, 20A, w obudowie 75x75mm i czarnym pokrętłem | http://datasheet.lovatoelectric.com/Rotary_cam_switches/POL/7GN2010P.pdf | Enclosed rotary cam switch 7GN series, ON-OFF switch 3 poles 20A in plastic enclosure 75X75mm with black handle | http://datasheet.lovatoelectric.com/Rotary_cam_switches/RON/7GN2010P.pdf
7GN2010P25 | 7GN2010P25.JPG | http://datasheet.lovatoelectric.com/Rotary_cam_switches/products_images/7GN2010P25.JPG | Enclosed rotary cam switch 7GN series, ON-OFF switch 1 pole 20A in plastic enclosure 90X90mm with red/yellow handle | http://datasheet.lovatoelectric.com/Rotary_cam_switches/ENG/7GN2010P25.pdf | Commutatore a camme serie 7GN, interruttore 3 poli da 20A in cassetta plastica 90X90mm con maniglia giallo/rossa | http://datasheet.lovatoelectric.com/Rotary_cam_switches/ITA/7GN2010P25.pdf | Łącznik krzywkowy serii 7GN, rozłącznik, 1 pole, 20A, w obudowie 90x90mm i żółto/czerwonym pokrętłem | http://datasheet.lovatoelectric.com/Rotary_cam_switches/POL/7GN2010P25.pdf | Enclosed rotary cam switch 7GN series, ON-OFF switch 1 pole 20A in plastic enclosure 90X90mm with red/yellow handle | http://datasheet.lovatoelectric.com/Rotary_cam_switches/RON/7GN2010P25.pdf
7GN2010U | 7GN2010U.jpg | http://datasheet.lovatoelectric.com/Rotary_cam_switches/products_images/7GN2010U.jpg | Rotary cam switch 7GN series, ON-OFF switch 3 poles 20A, for front mounting with black handle, front plate 48X48mm | http://datasheet.lovatoelectric.com/Rotary_cam_switches/ENG/7GN2010U.pdf | Commutatore a camme serie 7GN, interruttore 3 poli da 20A in esecuzione per montaggio frontale con maniglia nera, mostrina 48X48mm | http://datasheet.lovatoelectric.com/Rotary_cam_switches/ITA/7GN2010U.pdf | Łącznik krzywkowy serii 7GN, rozłącznik, 3 pola, 20A, do montażu tablicowego, z czarnym pokrętłem i tabliczką 48x48mm | http://datasheet.lovatoelectric.com/Rotary_cam_switches/POL/7GN2010U.pdf | Rotary cam switch 7GN series, ON-OFF switch 3 poles 20A, for front mounting with black handle, front plate 48X48mm | http://datasheet.lovatoelectric.com/Rotary_cam_switches/RON/7GN2010U.pdf
7GN2010U11 | 7GN2010U11.jpg | http://datasheet.lovatoelectric.com/Rotary_cam_switches/products_images/7GN2010U11.jpg | Rotary cam switch 7GN series, ON-OFF switch 3 poles 20A, for front mounting with black handle without front plate for hole Ø22mm fixing | http://datasheet.lovatoelectric.com/Rotary_cam_switches/ENG/7GN2010U11.pdf | Commutatore a camme serie 7GN, interruttore 3 poli da 20A in esecuzione per montaggio frontale con maniglia nera senza mostrina con fissaggio foro diametro 22mm | http://datasheet.lovatoelectric.com/Rotary_cam_switches/ITA/7GN2010U11.pdf | Łącznik krzywkowy serii 7GN, rozłącznik, 3 pola, 20A, do montażu tablicowego w otworze 22mm, z czarnym pokrętłem bez tabliczki | http://datasheet.lovatoelectric.com/Rotary_cam_switches/POL/7GN2010U11.pdf | Rotary cam switch 7GN series, ON-OFF switch 3 poles 20A, for front mounting with black handle without front plate for hole Ø22mm fixing | http://datasheet.lovatoelectric.com/Rotary_cam_switches/RON/7GN2010U11.pdf
7GN2010U12 | 7GN2010U12.jpg | http://datasheet.lovatoelectric.com/Rotary_cam_switches/products_images/7GN2010U12.jpg | Rotary cam switch 7GN series, ON-OFF switch 3 poles 20A, for front mounting without front plate with key operation for hole Ø22mm fixing | http://datasheet.lovatoelectric.com/Rotary_cam_switches/ENG/7GN2010U12.pdf | Commutatore a camme serie 7GN, interruttore 3 poli da 20A in esecuzione per montaggio frontale senza mostrina con comando a chiave e fissaggio foro diametro 22mm | http://datasheet.lovatoelectric.com/Rotary_cam_switches/ITA/7GN2010U12.pdf | Łącznik krzywkowy serii 7GN, rozłącznik, 3 pola, 20A, do montażu tablicowego w otworze 22mm, sterowanie kluczem, bez tabliczki | http://datasheet.lovatoelectric.com/Rotary_cam_switches/POL/7GN2010U12.pdf | Rotary cam switch 7GN series, ON-OFF switch 3 poles 20A, for front mounting without front plate with key operation for hole Ø22mm fixing | http://datasheet.lovatoelectric.com/Rotary_cam_switches/RON/7GN2010U12.pdf
7GN2010U25 | 7GN2010U25.jpg | http://datasheet.lovatoelectric.com/Rotary_cam_switches/products_images/7GN2010U25.jpg | Rotary cam switch 7GN series, ON-OFF switch 3 poles 20A, for front mounting with red/yellow handle padlockable in 0 and protection covers, front plate 65X65mm | http://datasheet.lovatoelectric.com/Rotary_cam_switches/ENG/7GN2010U25.pdf | Commutatore a camme serie 7GN, interruttore 3 poli da 20A in esecuzione per montaggio frontale con maniglia giallo/rossa lucchettabile in 0 e copriterminali, mostrina 65X65mm | http://datasheet.lovatoelectric.com/Rotary_cam_switches/ITA/7GN2010U25.pdf | Łącznik krzywkowy serii 7GN, rozłącznik, 3 pola, 20A, do montażu tablicowego, z żółto/czerwonym pokrętłem blokowanym w pozycji 0, osłonami zacisków i tabliczką 65x65mm | http://datasheet.lovatoelectric.com/Rotary_cam_switches/POL/7GN2010U25.pdf | Rotary cam switch 7GN series, ON-OFF switch 3 poles 20A, for front mounting with red/yellow handle padlockable in 0 and protection covers, front plate 65X65mm | http://datasheet.lovatoelectric.com/Rotary_cam_switches/RON/7GN2010U25.pdf
7GN2010U47 | 7GN2010U47.jpg | http://datasheet.lovatoelectric.com/Rotary_cam_switches/products_images/7GN2010U47.jpg | Rotary cam switch 7GN series, ON-OFF switch 3 poles 20A, for snap on front mounting with black handle for hole Ø22mm fixing, front plate 48X48mm | http://datasheet.lovatoelectric.com/Rotary_cam_switches/ENG/7GN2010U47.pdf | Commutatore a camme serie 7GN, interruttore 3 poli da 20A in esecuzione per montaggio frontale con maniglia nera e fissaggio a scatto per foro diametro 22mm, mostrina 48x48mm | http://datasheet.lovatoelectric.com/Rotary_cam_switches/ITA/7GN2010U47.pdf | Łącznik krzywkowy serii 7GN, rozłącznik, 3 pola, 20A, do montażu tablicowego w otworze 22mm z czarnym pokrętłem, montowanym na zatrzask do korpusu i tabliczką 48x48mm | http://datasheet.lovatoelectric.com/Rotary_cam_switches/POL/7GN2010U47.pdf | Rotary cam switch 7GN series, ON-OFF switch 3 poles 20A, for snap on front mounting with black handle for hole Ø22mm fixing, front plate 48X48mm | http://datasheet.lovatoelectric.com/Rotary_cam_switches/RON/7GN2010U47.pdf
7GN2010U65 | 7GN2010U65.jpg | http://datasheet.lovatoelectric.com/Rotary_cam_switches/products_images/7GN2010U65.jpg | Rotary cam switch 7GN series, ON-OFF switch 3 poles 20A, for front mounting with red/yellow handle padlockable in 0 and protection covers, front plate 65X65mm | http://datasheet.lovatoelectric.com/Rotary_cam_switches/ENG/7GN2010U65.pdf | Commutatore a camme serie 7GN, interruttore 3 poli da 20A in esecuzione per montaggio frontale con maniglia giallo/rossa lucchettabile in 0 e copriterminali, mostrina 65X65mm | http://datasheet.lovatoelectric.com/Rotary_cam_switches/ITA/7GN2010U65.pdf | Łącznik krzywkowy serii 7GN, rozłącznik, 3 pola, 20A, do montażu tablicowego, z żółto/czerwonym pokrętłem blokowanym w pozycji 0, osłonami zacisków i tabliczką 65x65mm | http://datasheet.lovatoelectric.com/Rotary_cam_switches/POL/7GN2010U65.pdf | Rotary cam switch 7GN series, ON-OFF switch 3 poles 20A, for front mounting with red/yellow handle padlockable in 0 and protection covers, front plate 65X65mm | http://datasheet.lovatoelectric.com/Rotary_cam_switches/RON/7GN2010U65.pdf
7GN20110O |  |  | Rotary cam switch 7GN series, multi-step 0-1-2-3-4-5, 1 pole 20A, for rear mounting with black handle, front plate 48X48mm | http://datasheet.lovatoelectric.com/Rotary_cam_switches/ENG/7GN20110O.pdf | Commutatore a camme serie 7GN, multivia 0-1-2-3-4-5 1 polo da 20A in esecuzione per montaggio a fondo quadro con maniglia nera, mostrina 48X48mm | http://datasheet.lovatoelectric.com/Rotary_cam_switches/ITA/7GN20110O.pdf | Łącznik krzywkowy serii 7GN, wielopozycyjny 0-1-2-3-4-5, 1 pole, 20A, do montażu wewnątrz szafy z czarnym pokrętłem i tabliczką 48x48mm | http://datasheet.lovatoelectric.com/Rotary_cam_switches/POL/7GN20110O.pdf | Rotary cam switch 7GN series, multi-step 0-1-2-3-4-5, 1 pole 20A, for rear mounting with black handle, front plate 48X48mm | http://datasheet.lovatoelectric.com/Rotary_cam_switches/RON/7GN20110O.pdf
7GN20110O48 |  |  | Rotary cam switch 7GN series, multi-step 0-1-2-3-4-5, 1 pole 20A, modular service cover for 35mm DIN reail mounting with black handle, front plate 45X54mm | http://datasheet.lovatoelectric.com/Rotary_cam_switches/ENG/7GN20110O48.pdf | Commutatore a camme serie 7GN, multivia 0-1-2-3-4-5 1 polo da 20A in esecuzione modulare per montaggio su guida DIN con maniglia nera, mostrina 45X54mm | http://datasheet.lovatoelectric.com/Rotary_cam_switches/ITA/7GN20110O48.pdf | Łącznik krzywkowy serii 7GN, wielopozycyjny 0-1-2-3-4-5, 1 pole, 20A, wykonanie modułowe do montażu na szynie DIN 35mm, z czarnym pokrętłem i tabliczką 45x54mm | http://datasheet.lovatoelectric.com/Rotary_cam_switches/POL/7GN20110O48.pdf | Rotary cam switch 7GN series, multi-step 0-1-2-3-4-5, 1 pole 20A, modular service cover for 35mm DIN reail mounting with black handle, front plate 45X54mm | http://datasheet.lovatoelectric.com/Rotary_cam_switches/RON/7GN20110O48.pdf
7GN20110P |  |  | Enclosed rotary cam switch 7GN series, multi-step 0-1-2-3-4-5, 1 pole 20A in plastic enclosure 75X75mm with black handle | http://datasheet.lovatoelectric.com/Rotary_cam_switches/ENG/7GN20110P.pdf | Commutatore a camme serie 7GN, multivia 0-1-2-3-4-5 1 polo da 20A in cassetta plastica 75X75mm con maniglia nera | http://datasheet.lovatoelectric.com/Rotary_cam_switches/ITA/7GN20110P.pdf | Łącznik krzywkowy serii 7GN, wielopozycyjny 0-1-2-3-4-5, 1 pole, 20A, w obudowie 75x75mm i czarnym pokrętłem | http://datasheet.lovatoelectric.com/Rotary_cam_switches/POL/7GN20110P.pdf | Enclosed rotary cam switch 7GN series, multi-step 0-1-2-3-4-5, 1 pole 20A in plastic enclosure 75X75mm with black handle | http://datasheet.lovatoelectric.com/Rotary_cam_switches/RON/7GN20110P.pdf
7GN20110U |  |  | Rotary cam switch 7GN series, multi-step 0-1-2-3-4-5, 1 pole 20A, for front mounting with black handle, front plate 48X48mm | http://datasheet.lovatoelectric.com/Rotary_cam_switches/ENG/7GN20110U.pdf | Commutatore a camme serie 7GN, multivia 0-1-2-3-4-5 1 polo da 20A in esecuzione per montaggio frontale con maniglia nera, mostrina 48X48mm | http://datasheet.lovatoelectric.com/Rotary_cam_switches/ITA/7GN20110U.pdf | Łącznik krzywkowy serii 7GN, wielopozycyjny 0-1-2-3-4-5, 1 pole, 20A, do montażu tablicowego, z czarnym pokrętłem i tabliczką 48x48mm | http://datasheet.lovatoelectric.com/Rotary_cam_switches/POL/7GN20110U.pdf | Rotary cam switch 7GN series, multi-step 0-1-2-3-4-5, 1 pole 20A, for front mounting with black handle, front plate 48X48mm | http://datasheet.lovatoelectric.com/Rotary_cam_switches/RON/7GN20110U.pdf
7GN20110U47 |  |  | Rotary cam switch 7GN series, multi-step 0-1-2-3-4-5, 1 pole 20A, for snap on front mounting with black handle for hole Ø22mm fixing, front plate 48X48mm | http://datasheet.lovatoelectric.com/Rotary_cam_switches/ENG/7GN20110U47.pdf | Commutatore a camme serie 7GN, multivia 0-1-2-3-4-5 1 polo da 20A in esecuzione per montaggio frontale con maniglia nera e fissaggio a scatto per foro diametro 22mm, mostrina 48X48mm | http://datasheet.lovatoelectric.com/Rotary_cam_switches/ITA/7GN20110U47.pdf | Łącznik krzywkowy serii 7GN, wielopozycyjny 0-1-2-3-4-5, 1 pole, 20A, do montażu tablicowego w otworze 22mm z czarnym pokrętłem, montowanym na zatrzask do korpusu i tabliczką 48x48mm | http://datasheet.lovatoelectric.com/Rotary_cam_switches/POL/7GN20110U47.pdf | Rotary cam switch 7GN series, multi-step 0-1-2-3-4-5, 1 pole 20A, for snap on front mounting with black handle for hole Ø22mm fixing, front plate 48X48mm | http://datasheet.lovatoelectric.com/Rotary_cam_switches/RON/7GN20110U47.pdf
7GN2011O |  |  | Rotary cam switch 7GN series, 3-phase motor reversing switch 20A, for rear mounting with black handle, front plate 48X48mm | http://datasheet.lovatoelectric.com/Rotary_cam_switches/ENG/7GN2011O.pdf | Commutatore a camme serie 7GN, invertitore di marcia trifase da 20A in esecuzione per montaggio a fondo quadro con maniglia nera, mostrina 48X48mm | http://datasheet.lovatoelectric.com/Rotary_cam_switches/ITA/7GN2011O.pdf | Łącznik krzywkowy serii 7GN, przełącznik zmiany kierunku obrotów silnika 3 fazowego, 20A, do montażu wewnątrz szafy z czarnym pokrętłem i tabliczką 48x48mm | http://datasheet.lovatoelectric.com/Rotary_cam_switches/POL/7GN2011O.pdf | Rotary cam switch 7GN series, 3-phase motor reversing switch 20A, for rear mounting with black handle, front plate 48X48mm | http://datasheet.lovatoelectric.com/Rotary_cam_switches/RON/7GN2011O.pdf
7GN2011O48 |  |  | Rotary cam switch 7GN series, 3-phase motor reversing switch 20A, modular service cover for 35mm DIN reail mounting with black handle, front plate 45X54mm | http://datasheet.lovatoelectric.com/Rotary_cam_switches/ENG/7GN2011O48.pdf | Commutatore a camme serie 7GN, invertitore di marcia trifase da 20A in esecuzione modulare per montaggio su guida DIN con maniglia nera, mostrina 45X54mm | http://datasheet.lovatoelectric.com/Rotary_cam_switches/ITA/7GN2011O48.pdf | Łącznik krzywkowy serii 7GN, przełącznik zmiany kierunku obrotów silnika 3 fazowego, 20A, wykonanie modułowe do montażu na szynie DIN 35mm, z czarnym pokrętłem i tabliczką 45x54mm | http://datasheet.lovatoelectric.com/Rotary_cam_switches/POL/7GN2011O48.pdf | Rotary cam switch 7GN series, 3-phase motor reversing switch 20A, modular service cover for 35mm DIN reail mounting with black handle, front plate 45X54mm | http://datasheet.lovatoelectric.com/Rotary_cam_switches/RON/7GN2011O48.pdf
7GN2011O98 |  |  |  | http://datasheet.lovatoelectric.com/Rotary_cam_switches/ENG/7GN2011O98.pdf |  | http://datasheet.lovatoelectric.com/Rotary_cam_switches/ITA/7GN2011O98.pdf |  | http://datasheet.lovatoelectric.com/Rotary_cam_switches/POL/7GN2011O98.pdf |  | http://datasheet.lovatoelectric.com/Rotary_cam_switches/RON/7GN2011O98.pdf
7GN2011P | 7GN2011P.JPG | http://datasheet.lovatoelectric.com/Rotary_cam_switches/products_images/7GN2011P.JPG | Enclosed rotary cam switch 7GN series, 3-phase motor reversing switch 20A in plastic enclosure 75X75mm with black handle | http://datasheet.lovatoelectric.com/Rotary_cam_switches/ENG/7GN2011P.pdf | Commutatore a camme serie 7GN, invertitore di marcia trifase da 20A in cassetta plastica 75X75mm con maniglia nera | http://datasheet.lovatoelectric.com/Rotary_cam_switches/ITA/7GN2011P.pdf | Łącznik krzywkowy serii 7GN, przełącznik zmiany kierunku obrotów silnika 3 fazowego, 20A, w obudowie 75x75mm i czarnym pokrętłem | http://datasheet.lovatoelectric.com/Rotary_cam_switches/POL/7GN2011P.pdf | Enclosed rotary cam switch 7GN series, 3-phase motor reversing switch 20A in plastic enclosure 75X75mm with black handle | http://datasheet.lovatoelectric.com/Rotary_cam_switches/RON/7GN2011P.pdf
7GN2011P25 |  |  | Enclosed rotary cam switch 7GN series, 3-phase motor reversing switch 20A in plastic enclosure 90X90mm with red/yellow handle | http://datasheet.lovatoelectric.com/Rotary_cam_switches/ENG/7GN2011P25.pdf | Commutatore a camme serie 7GN, invertitore di marcia trifase da 20A in cassetta plastica 90X90mm con maniglia giallo/rossa | http://datasheet.lovatoelectric.com/Rotary_cam_switches/ITA/7GN2011P25.pdf | Łącznik krzywkowy serii 7GN, przełącznik zmiany kierunku obrotów silnika 3 fazowego, 20A, w obudowie 90x90mm i żółto/czerwonym pokrętłem | http://datasheet.lovatoelectric.com/Rotary_cam_switches/POL/7GN2011P25.pdf | Enclosed rotary cam switch 7GN series, 3-phase motor reversing switch 20A in plastic enclosure 90X90mm with red/yellow handle | http://datasheet.lovatoelectric.com/Rotary_cam_switches/RON/7GN2011P25.pdf
7GN2011U | 7GN2011U.jpg | http://datasheet.lovatoelectric.com/Rotary_cam_switches/products_images/7GN2011U.jpg | Rotary cam switch 7GN series, 3-phase motor reversing switch 20A, for front mounting with black handle, front plate 48X48mm | http://datasheet.lovatoelectric.com/Rotary_cam_switches/ENG/7GN2011U.pdf | Commutatore a camme serie 7GN, invertitore di marcia trifase da 20A in esecuzione per montaggio frontale con maniglia nera, mostrina 48X48mm | http://datasheet.lovatoelectric.com/Rotary_cam_switches/ITA/7GN2011U.pdf | Łącznik krzywkowy serii 7GN, przełącznik zmiany kierunku obrotów silnika 3 fazowego, 20A, do montażu tablicowego, z czarnym pokrętłem i tabliczką 48x48mm | http://datasheet.lovatoelectric.com/Rotary_cam_switches/POL/7GN2011U.pdf | Rotary cam switch 7GN series, 3-phase motor reversing switch 20A, for front mounting with black handle, front plate 48X48mm | http://datasheet.lovatoelectric.com/Rotary_cam_switches/RON/7GN2011U.pdf
7GN2011U47 |  |  | Rotary cam switch 7GN series, 3-phase motor reversing switch 20A, modular service cover for 35mm DIN reail mounting with black handle, front plate 48X48mm | http://datasheet.lovatoelectric.com/Rotary_cam_switches/ENG/7GN2011U47.pdf | Commutatore a camme serie 7GN, invertitore di marcia trifase da 20A in esecuzione modulare per montaggio su guida DIN con maniglia nera, mostrina 48X48mm | http://datasheet.lovatoelectric.com/Rotary_cam_switches/ITA/7GN2011U47.pdf | Łącznik krzywkowy serii 7GN, przełącznik zmiany kierunku obrotów silnika 3 fazowego, 20A, wykonanie do montażu tablicowego, z czarnym pokrętłem, montowanym na zatrzask i tabliczką 48x48mm | http://datasheet.lovatoelectric.com/Rotary_cam_switches/POL/7GN2011U47.pdf | Rotary cam switch 7GN series, 3-phase motor reversing switch 20A, modular service cover for 35mm DIN reail mounting with black handle, front plate 48X48mm | http://datasheet.lovatoelectric.com/Rotary_cam_switches/RON/7GN2011U47.pdf
7GN2011U65 |  |  | Rotary cam switch 7GN series, 3-phase motor reversing switch 20A, for front mounting with red/yellow handle padlockable in 0 and protection covers, front plate 65X65mm | http://datasheet.lovatoelectric.com/Rotary_cam_switches/ENG/7GN2011U65.pdf | Commutatore a camme serie 7GN, invertitore di marcia trifase da 20A in esecuzione per montaggio frontale con maniglia giallo/rossa lucchettabile in 0 e copriterminali, mostrina 65X65mm | http://datasheet.lovatoelectric.com/Rotary_cam_switches/ITA/7GN2011U65.pdf | Łącznik krzywkowy serii 7GN, przełącznik zmiany kierunku obrotów silnika 3 fazowego, 20A, do montażu tablicowego, z żółto/czerwonym pokrętłem blokowanym w pozycji 0, osłonami zacisków i tabliczką 65x65mm | http://datasheet.lovatoelectric.com/Rotary_cam_switches/POL/7GN2011U65.pdf | Rotary cam switch 7GN series, 3-phase motor reversing switch 20A, for front mounting with red/yellow handle padlockable in 0 and protection covers, front plate 65X65mm | http://datasheet.lovatoelectric.com/Rotary_cam_switches/RON/7GN2011U65.pdf
7GN20123O |  |  | Rotary cam switch 7GN series, multi-step 0-1-2, 2 poles 20A, for rear mounting with black handle, front plate 48X48mm | http://datasheet.lovatoelectric.com/Rotary_cam_switches/ENG/7GN20123O.pdf | Commutatore a camme serie 7GN, multivia 0-1-2 2 poli da 20A in esecuzione per montaggio a fondo quadro con maniglia nera, mostrina 48X48mm | http://datasheet.lovatoelectric.com/Rotary_cam_switches/ITA/7GN20123O.pdf | Łącznik krzywkowy serii 7GN, wielopozycyjny 0-1-2, 2 pola, 20A, do montażu wewnątrz szafy z czarnym pokrętłem i tabliczką 48x48mm | http://datasheet.lovatoelectric.com/Rotary_cam_switches/POL/7GN20123O.pdf | Rotary cam switch 7GN series, multi-step 0-1-2, 2 poles 20A, for rear mounting with black handle, front plate 48X48mm | http://datasheet.lovatoelectric.com/Rotary_cam_switches/RON/7GN20123O.pdf
7GN20123O48 |  |  | Rotary cam switch 7GN series, multi-step 0-1-2, 2 poles 20A, modular service cover for 35mm DIN reail mounting with black handle, front plate 45X54mm | http://datasheet.lovatoelectric.com/Rotary_cam_switches/ENG/7GN20123O48.pdf | Commutatore a camme serie 7GN, multivia 0-1-2 2 poli da 20A in esecuzione modulare per montaggio su guida DIN con maniglia nera, mostrina 45X54mm | http://datasheet.lovatoelectric.com/Rotary_cam_switches/ITA/7GN20123O48.pdf | Łącznik krzywkowy serii 7GN, wielopozycyjny 0-1-2, 2 pola, 20A, wykonanie modułowe do montażu na szynie DIN 35mm, z czarnym pokrętłem i tabliczką 45x54mm | http://datasheet.lovatoelectric.com/Rotary_cam_switches/POL/7GN20123O48.pdf | Rotary cam switch 7GN series, multi-step 0-1-2, 2 poles 20A, modular service cover for 35mm DIN reail mounting with black handle, front plate 45X54mm | http://datasheet.lovatoelectric.com/Rotary_cam_switches/RON/7GN20123O48.pdf
7GN20123P |  |  | Enclosed rotary cam switch 7GN series, multi-step 0-1-2, 2 poles 20A in plastic enclosure 75X75mm with black handle | http://datasheet.lovatoelectric.com/Rotary_cam_switches/ENG/7GN20123P.pdf | Commutatore a camme serie 7GN, multivia 0-1-2 2 poli da 20A in cassetta plastica 75X75mm con maniglia nera | http://datasheet.lovatoelectric.com/Rotary_cam_switches/ITA/7GN20123P.pdf | Łącznik krzywkowy serii 7GN, wielopozycyjny 0-1-2, 2 pola, 20A, w obudowie 75x75mm i czarnym pokrętłem | http://datasheet.lovatoelectric.com/Rotary_cam_switches/POL/7GN20123P.pdf | Enclosed rotary cam switch 7GN series, multi-step 0-1-2, 2 poles 20A in plastic enclosure 75X75mm with black handle | http://datasheet.lovatoelectric.com/Rotary_cam_switches/RON/7GN20123P.pdf
7GN20123U |  |  | Rotary cam switch 7GN series, multi-step 0-1-2, 2 poles 20A, for front mounting with black handle, front plate 48X48mm | http://datasheet.lovatoelectric.com/Rotary_cam_switches/ENG/7GN20123U.pdf | Commutatore a camme serie 7GN, multivia 0-1-2 2 poli da 20A in esecuzione per montaggio frontale con maniglia nera, mostrina 48X48mm | http://datasheet.lovatoelectric.com/Rotary_cam_switches/ITA/7GN20123U.pdf | Łącznik krzywkowy serii 7GN, wielopozycyjny 0-1-2, 2 pola, 20A, do montażu tablicowego, z czarnym pokrętłem i tabliczką 48x48mm | http://datasheet.lovatoelectric.com/Rotary_cam_switches/POL/7GN20123U.pdf | Rotary cam switch 7GN series, multi-step 0-1-2, 2 poles 20A, for front mounting with black handle, front plate 48X48mm | http://datasheet.lovatoelectric.com/Rotary_cam_switches/RON/7GN20123U.pdf
7GN20123U47 |  |  | Rotary cam switch 7GN series, multi-step 0-1-2, 2 poles 20A, for snap on front mounting with black handle for hole Ø22mm fixing, front plate 48X48mm | http://datasheet.lovatoelectric.com/Rotary_cam_switches/ENG/7GN20123U47.pdf | Commutatore a camme serie 7GN, multivia 0-1-2 2 poli da 20A in esecuzione per montaggio frontale con maniglia nera e fissaggio a scatto per foro diametro 22mm, mostrina 48X48mm | http://datasheet.lovatoelectric.com/Rotary_cam_switches/ITA/7GN20123U47.pdf | Łącznik krzywkowy serii 7GN, wielopozycyjny 0-1-2, 2 pola, 20A, do montażu tablicowego w otworze 22mm z czarnym pokrętłem, montowanym na zatrzask do korpusu i tabliczką 48x48mm | http://datasheet.lovatoelectric.com/Rotary_cam_switches/POL/7GN20123U47.pdf | Rotary cam switch 7GN series, multi-step 0-1-2, 2 poles 20A, for snap on front mounting with black handle for hole Ø22mm fixing, front plate 48X48mm | http://datasheet.lovatoelectric.com/Rotary_cam_switches/RON/7GN20123U47.pdf
7GN20124O |  |  | Rotary cam switch 7GN series, multi-step 0-1-2-3, 2 poles 20A, for rear mounting with black handle, front plate 48X48mm | http://datasheet.lovatoelectric.com/Rotary_cam_switches/ENG/7GN20124O.pdf | Commutatore a camme serie 7GN, multivia 0-1-2-3 2 poli da 20A in esecuzione per montaggio a fondo quadro con maniglia nera, mostrina 48X48mm | http://datasheet.lovatoelectric.com/Rotary_cam_switches/ITA/7GN20124O.pdf | Łącznik krzywkowy serii 7GN, wielopozycyjny 0-1-2-3, 2 pola, 20A, do montażu wewnątrz szafy z czarnym pokrętłem i tabliczką 48x48mm | http://datasheet.lovatoelectric.com/Rotary_cam_switches/POL/7GN20124O.pdf | Rotary cam switch 7GN series, multi-step 0-1-2-3, 2 poles 20A, for rear mounting with black handle, front plate 48X48mm | http://datasheet.lovatoelectric.com/Rotary_cam_switches/RON/7GN20124O.pdf
7GN20124O48 |  |  | Rotary cam switch 7GN series, multi-step 0-1-2-3, 2 poles 20A, modular service cover for 35mm DIN reail mounting with black handle, front plate 45X54mm | http://datasheet.lovatoelectric.com/Rotary_cam_switches/ENG/7GN20124O48.pdf | Commutatore a camme serie 7GN, multivia 0-1-2-3 2 poli da 20A in esecuzione modulare per montaggio su guida DIN con maniglia nera, mostrina 45X54mm | http://datasheet.lovatoelectric.com/Rotary_cam_switches/ITA/7GN20124O48.pdf | Łącznik krzywkowy serii 7GN, wielopozycyjny 0-1-2-3, 2 pola, 20A, wykonanie modułowe do montażu na szynie DIN 35mm, z czarnym pokrętłem i tabliczką 45x54mm | http://datasheet.lovatoelectric.com/Rotary_cam_switches/POL/7GN20124O48.pdf | Rotary cam switch 7GN series, multi-step 0-1-2-3, 2 poles 20A, modular service cover for 35mm DIN reail mounting with black handle, front plate 45X54mm | http://datasheet.lovatoelectric.com/Rotary_cam_switches/RON/7GN20124O48.pdf
7GN20124P |  |  | Enclosed rotary cam switch 7GN series, multi-step 0-1-2-3, 2 poles 20A in plastic enclosure 75X75mm with black handle | http://datasheet.lovatoelectric.com/Rotary_cam_switches/ENG/7GN20124P.pdf | Commutatore a camme serie 7GN, multivia 0-1-2-3 2 poli da 20A in cassetta plastica 75X75mm con maniglia nera | http://datasheet.lovatoelectric.com/Rotary_cam_switches/ITA/7GN20124P.pdf | Łącznik krzywkowy serii 7GN, wielopozycyjny 0-1-2-3, 2 pola, 20A, w obudowie 75x75mm i czarnym pokrętłem | http://datasheet.lovatoelectric.com/Rotary_cam_switches/POL/7GN20124P.pdf | Enclosed rotary cam switch 7GN series, multi-step 0-1-2-3, 2 poles 20A in plastic enclosure 75X75mm with black handle | http://datasheet.lovatoelectric.com/Rotary_cam_switches/RON/7GN20124P.pdf
7GN20124U |  |  | Rotary cam switch 7GN series, multi-step 0-1-2-3, 2 poles 20A, for front mounting with black handle, front plate 48X48mm | http://datasheet.lovatoelectric.com/Rotary_cam_switches/ENG/7GN20124U.pdf | Commutatore a camme serie 7GN, multivia 0-1-2-3 2 poli da 20A in esecuzione per montaggio frontale con maniglia nera, mostrina 48X48mm | http://datasheet.lovatoelectric.com/Rotary_cam_switches/ITA/7GN20124U.pdf | Łącznik krzywkowy serii 7GN, wielopozycyjny 0-1-2-3, 2 pola, 20A, do montażu tablicowego, z czarnym pokrętłem i tabliczką 48x48mm | http://datasheet.lovatoelectric.com/Rotary_cam_switches/POL/7GN20124U.pdf | Rotary cam switch 7GN series, multi-step 0-1-2-3, 2 poles 20A, for front mounting with black handle, front plate 48X48mm | http://datasheet.lovatoelectric.com/Rotary_cam_switches/RON/7GN20124U.pdf
7GN20124U47 |  |  | Rotary cam switch 7GN series, multi-step 0-1-2-3, 2 poles 20A, for snap on front mounting with black handle for hole Ø22mm fixing, front plate 48X48mm | http://datasheet.lovatoelectric.com/Rotary_cam_switches/ENG/7GN20124U47.pdf | Commutatore a camme serie 7GN, multivia 0-1-2-3 2 poli da 20A in esecuzione per montaggio frontale con maniglia nera e fissaggio a scatto per foro diametro 22mm, mostrina 48X48mm | http://datasheet.lovatoelectric.com/Rotary_cam_switches/ITA/7GN20124U47.pdf | Łącznik krzywkowy serii 7GN, wielopozycyjny 0-1-2-3, 2 pola, 20A, do montażu tablicowego w otworze 22mm z czarnym pokrętłem, montowanym na zatrzask do korpusu i tabliczką 48x48mm | http://datasheet.lovatoelectric.com/Rotary_cam_switches/POL/7GN20124U47.pdf | Rotary cam switch 7GN series, multi-step 0-1-2-3, 2 poles 20A, for snap on front mounting with black handle for hole Ø22mm fixing, front plate 48X48mm | http://datasheet.lovatoelectric.com/Rotary_cam_switches/RON/7GN20124U47.pdf
7GN2012O |  |  | Rotary cam switch 7GN series, star-delta motor starter switch 20A, for rear mounting with black handle, front plate 48X48mm | http://datasheet.lovatoelectric.com/Rotary_cam_switches/ENG/7GN2012O.pdf | Commutatore a camme serie 7GN, avviatore stella-triangolo da 20A in esecuzione per montaggio a fondo quadro con maniglia nera, mostrina 48X48mm | http://datasheet.lovatoelectric.com/Rotary_cam_switches/ITA/7GN2012O.pdf | Łącznik krzywkowy serii 7GN, przełącznik gwiazda-trójkąt, 20A, do montażu wewnątrz szafy z czarnym pokrętłem i tabliczką 48x48mm | http://datasheet.lovatoelectric.com/Rotary_cam_switches/POL/7GN2012O.pdf | Rotary cam switch 7GN series, star-delta motor starter switch 20A, for rear mounting with black handle, front plate 48X48mm | http://datasheet.lovatoelectric.com/Rotary_cam_switches/RON/7GN2012O.pdf
7GN2012O48 |  |  | Rotary cam switch 7GN series, star-delta motor starter switch 20A, modular service cover for 35mm DIN reail mounting with black handle, front plate 45X54mm | http://datasheet.lovatoelectric.com/Rotary_cam_switches/ENG/7GN2012O48.pdf | Commutatore a camme serie 7GN, avviatore stella-triangolo da 20A in esecuzione modulare per montaggio su guida DIN con maniglia nera, mostrina 45X54mm | http://datasheet.lovatoelectric.com/Rotary_cam_switches/ITA/7GN2012O48.pdf | Łącznik krzywkowy serii 7GN, przełącznik gwiazda-trójkąt, 20A, wykonanie modułowe do montażu na szynie DIN 35mm, z czarnym pokrętłem i tabliczką 45x54mm | http://datasheet.lovatoelectric.com/Rotary_cam_switches/POL/7GN2012O48.pdf | Rotary cam switch 7GN series, star-delta motor starter switch 20A, modular service cover for 35mm DIN reail mounting with black handle, front plate 45X54mm | http://datasheet.lovatoelectric.com/Rotary_cam_switches/RON/7GN2012O48.pdf
7GN2012O98 |  |  |  | http://datasheet.lovatoelectric.com/Rotary_cam_switches/ENG/7GN2012O98.pdf |  | http://datasheet.lovatoelectric.com/Rotary_cam_switches/ITA/7GN2012O98.pdf |  | http://datasheet.lovatoelectric.com/Rotary_cam_switches/POL/7GN2012O98.pdf |  | http://datasheet.lovatoelectric.com/Rotary_cam_switches/RON/7GN2012O98.pdf
7GN2012P |  |  | Enclosed rotary cam switch 7GN series, star-delta motor starter switch 20A in plastic enclosure 75X75mm with black handle | http://datasheet.lovatoelectric.com/Rotary_cam_switches/ENG/7GN2012P.pdf | Commutatore a camme serie 7GN, avviatore stella-triangolo da 20A in cassetta plastica 75X75mm con maniglia nera | http://datasheet.lovatoelectric.com/Rotary_cam_switches/ITA/7GN2012P.pdf | Łącznik krzywkowy serii 7GN, przełącznik gwiazda-trójkąt, 20A, w obudowie 75x75mm i czarnym pokrętłem | http://datasheet.lovatoelectric.com/Rotary_cam_switches/POL/7GN2012P.pdf | Enclosed rotary cam switch 7GN series, star-delta motor starter switch 20A in plastic enclosure 75X75mm with black handle | http://datasheet.lovatoelectric.com/Rotary_cam_switches/RON/7GN2012P.pdf
7GN2012P25 |  |  | Enclosed rotary cam switch 7GN series, star-delta motor starter, 20A in plastic enclosure 90X90mm with red/yellow handle | http://datasheet.lovatoelectric.com/Rotary_cam_switches/ENG/7GN2012P25.pdf | Commutatore a camme serie 7GN, avviatore stella-triangolo da 20A in cassetta plastica 90X90mm con maniglia giallo/rossa | http://datasheet.lovatoelectric.com/Rotary_cam_switches/ITA/7GN2012P25.pdf | Łącznik krzywkowy serii 7GN, przełącznik gwiazda-trójkąt, 20A, w obudowie 90x90mm i żółto/czerwonym pokrętłem | http://datasheet.lovatoelectric.com/Rotary_cam_switches/POL/7GN2012P25.pdf | Enclosed rotary cam switch 7GN series, star-delta motor starter, 20A in plastic enclosure 90X90mm with red/yellow handle | http://datasheet.lovatoelectric.com/Rotary_cam_switches/RON/7GN2012P25.pdf
7GN2012U | 7GN2012U.JPG | http://datasheet.lovatoelectric.com/Rotary_cam_switches/products_images/7GN2012U.JPG | Rotary cam switch 7GN series, star-delta motor starter switch 20A, for front mounting with black handle, front plate 48X48mm | http://datasheet.lovatoelectric.com/Rotary_cam_switches/ENG/7GN2012U.pdf | Commutatore a camme serie 7GN, avviatore stella-triangolo da 20A in esecuzione per montaggio frontale con maniglia nera, mostrina 48X48mm | http://datasheet.lovatoelectric.com/Rotary_cam_switches/ITA/7GN2012U.pdf | Łącznik krzywkowy serii 7GN, przełącznik gwiazda-trójkąt, 20A, do montażu tablicowego, z czarnym pokrętłem i tabliczką 48x48mm | http://datasheet.lovatoelectric.com/Rotary_cam_switches/POL/7GN2012U.pdf | Rotary cam switch 7GN series, star-delta motor starter switch 20A, for front mounting with black handle, front plate 48X48mm | http://datasheet.lovatoelectric.com/Rotary_cam_switches/RON/7GN2012U.pdf
7GN2012U47 |  |  | Rotary cam switch 7GN series, star-delta motor starter switch 20A, modular service cover for 35mm DIN reail mounting with black handle, front plate 48X48mm | http://datasheet.lovatoelectric.com/Rotary_cam_switches/ENG/7GN2012U47.pdf | Commutatore a camme serie 7GN, avviatore stella-triangolo da 20A in esecuzione modulare per montaggio su guida DIN con maniglia nera, mostrina 48X48mm | http://datasheet.lovatoelectric.com/Rotary_cam_switches/ITA/7GN2012U47.pdf | Łącznik krzywkowy serii 7GN, przełącznik gwiazda-trójkąt, 20A, wykonanie do montażu tablicowego, z czarnym pokrętłem, montowanym na zatrzask i tabliczką 48x48mm | http://datasheet.lovatoelectric.com/Rotary_cam_switches/POL/7GN2012U47.pdf | Rotary cam switch 7GN series, star-delta motor starter switch 20A, modular service cover for 35mm DIN reail mounting with black handle, front plate 48X48mm | http://datasheet.lovatoelectric.com/Rotary_cam_switches/RON/7GN2012U47.pdf
7GN2012U65 |  |  | Rotary cam switch 7GN series, star-delta motor starter switch 20A, for front mounting with red/yellow handle padlockable in 0 and protection covers, front plate 65X65mm | http://datasheet.lovatoelectric.com/Rotary_cam_switches/ENG/7GN2012U65.pdf | Commutatore a camme serie 7GN, avviatore stella-triangolo da 20A in esecuzione per montaggio frontale con maniglia giallo/rossa lucchettabile in 0 e copriterminali, mostrina 65X65mm | http://datasheet.lovatoelectric.com/Rotary_cam_switches/ITA/7GN2012U65.pdf | Łącznik krzywkowy serii 7GN, przełącznik gwiazda-trójkąt, 20A, do montażu tablicowego, z żółto/czerwonym pokrętłem blokowanym w pozycji 0, osłonami zacisków i tabliczką 65x65mm | http://datasheet.lovatoelectric.com/Rotary_cam_switches/POL/7GN2012U65.pdf | Rotary cam switch 7GN series, star-delta motor starter switch 20A, for front mounting with red/yellow handle padlockable in 0 and protection covers, front plate 65X65mm | http://datasheet.lovatoelectric.com/Rotary_cam_switches/RON/7GN2012U65.pdf
7GN20135O |  |  | Rotary cam switch 7GN series, multi-step 0-1-2, 3 poles 20A, for rear mounting with black handle, front plate 48X48mm | http://datasheet.lovatoelectric.com/Rotary_cam_switches/ENG/7GN20135O.pdf | Commutatore a camme serie 7GN, multivia 0-1-2 3 poli da 20A in esecuzione per montaggio a fondo quadro con maniglia nera, mostrina 48X48mm | http://datasheet.lovatoelectric.com/Rotary_cam_switches/ITA/7GN20135O.pdf | Łącznik krzywkowy serii 7GN, wielopozycyjny 0-1-2, 3 pola, 20A, do montażu wewnątrz szafy z czarnym pokrętłem i tabliczką 48x48mm | http://datasheet.lovatoelectric.com/Rotary_cam_switches/POL/7GN20135O.pdf | Rotary cam switch 7GN series, multi-step 0-1-2, 3 poles 20A, for rear mounting with black handle, front plate 48X48mm | http://datasheet.lovatoelectric.com/Rotary_cam_switches/RON/7GN20135O.pdf
7GN20135O48 |  |  | Rotary cam switch 7GN series, multi-step 0-1-2, 3 poles 20A, modular service cover for 35mm DIN reail mounting with black handle, front plate 45X54mm | http://datasheet.lovatoelectric.com/Rotary_cam_switches/ENG/7GN20135O48.pdf | Commutatore a camme serie 7GN, multivia 0-1-2 3 poli da 20A in esecuzione modulare per montaggio su guida DIN con maniglia nera, mostrina 45X54mm | http://datasheet.lovatoelectric.com/Rotary_cam_switches/ITA/7GN20135O48.pdf | Łącznik krzywkowy serii 7GN, wielopozycyjny 0-1-2, 3 pola, 20A, wykonanie modułowe do montażu na szynie DIN 35mm, z czarnym pokrętłem i tabliczką 45x54mm | http://datasheet.lovatoelectric.com/Rotary_cam_switches/POL/7GN20135O48.pdf | Rotary cam switch 7GN series, multi-step 0-1-2, 3 poles 20A, modular service cover for 35mm DIN reail mounting with black handle, front plate 45X54mm | http://datasheet.lovatoelectric.com/Rotary_cam_switches/RON/7GN20135O48.pdf
7GN20135P |  |  | Enclosed rotary cam switch 7GN series, multi-step 0-1-2, 3 poles 20A in plastic enclosure 75X75mm with black handle | http://datasheet.lovatoelectric.com/Rotary_cam_switches/ENG/7GN20135P.pdf | Commutatore a camme serie 7GN, multivia 0-1-2 3 poli da 20A in cassetta plastica 75X75mm con maniglia nera | http://datasheet.lovatoelectric.com/Rotary_cam_switches/ITA/7GN20135P.pdf | Łącznik krzywkowy serii 7GN, wielopozycyjny 0-1-2, 3 pola, 20A, w obudowie 75x75mm i czarnym pokrętłem | http://datasheet.lovatoelectric.com/Rotary_cam_switches/POL/7GN20135P.pdf | Enclosed rotary cam switch 7GN series, multi-step 0-1-2, 3 poles 20A in plastic enclosure 75X75mm with black handle | http://datasheet.lovatoelectric.com/Rotary_cam_switches/RON/7GN20135P.pdf
7GN20135U |  |  | Rotary cam switch 7GN series, multi-step 0-1-2, 3 poles 20A, for front mounting with black handle, front plate 48X48mm | http://datasheet.lovatoelectric.com/Rotary_cam_switches/ENG/7GN20135U.pdf | Commutatore a camme serie 7GN, multivia 0-1-2 3 poli da 20A in esecuzione per montaggio frontale con maniglia nera, mostrina 48X48mm | http://datasheet.lovatoelectric.com/Rotary_cam_switches/ITA/7GN20135U.pdf | Łącznik krzywkowy serii 7GN, wielopozycyjny 0-1-2, 3 pola, 20A, do montażu tablicowego, z czarnym pokrętłem i tabliczką 48x48mm | http://datasheet.lovatoelectric.com/Rotary_cam_switches/POL/7GN20135U.pdf | Rotary cam switch 7GN series, multi-step 0-1-2, 3 poles 20A, for front mounting with black handle, front plate 48X48mm | http://datasheet.lovatoelectric.com/Rotary_cam_switches/RON/7GN20135U.pdf
7GN20135U47 |  |  | Rotary cam switch 7GN series, multi-step 0-1-2, 3 poles 20A, for snap on front mounting with black handle for hole Ø22mm fixing, front plate 48X48mm | http://datasheet.lovatoelectric.com/Rotary_cam_switches/ENG/7GN20135U47.pdf | Commutatore a camme serie 7GN, multivia 0-1-2 3 poli da 20A in esecuzione per montaggio frontale con maniglia nera e fissaggio a scatto per foro diametro 22mm, mostrina 48X48mm | http://datasheet.lovatoelectric.com/Rotary_cam_switches/ITA/7GN20135U47.pdf | Łącznik krzywkowy serii 7GN, wielopozycyjny 0-1-2, 3 pola, 20A, do montażu tablicowego w otworze 22mm z czarnym pokrętłem, montowanym na zatrzask do korpusu i tabliczką 48x48mm | http://datasheet.lovatoelectric.com/Rotary_cam_switches/POL/7GN20135U47.pdf | Rotary cam switch 7GN series, multi-step 0-1-2, 3 poles 20A, for snap on front mounting with black handle for hole Ø22mm fixing, front plate 48X48mm | http://datasheet.lovatoelectric.com/Rotary_cam_switches/RON/7GN20135U47.pdf
7GN20136O |  |  | Rotary cam switch 7GN series, multi-step 0-1-2-3, 3 poles 20A, for rear mounting with black handle, front plate 48X48mm | http://datasheet.lovatoelectric.com/Rotary_cam_switches/ENG/7GN20136O.pdf | Commutatore a camme serie 7GN, multivia 0-1-2-3 3 poli da 20A in esecuzione per montaggio a fondo quadro con maniglia nera, mostrina 48X48mm | http://datasheet.lovatoelectric.com/Rotary_cam_switches/ITA/7GN20136O.pdf | Łącznik krzywkowy serii 7GN, wielopozycyjny 0-1-2-3, 3 pola, 20A, do montażu wewnątrz szafy z czarnym pokrętłem i tabliczką 48x48mm | http://datasheet.lovatoelectric.com/Rotary_cam_switches/POL/7GN20136O.pdf | Rotary cam switch 7GN series, multi-step 0-1-2-3, 3 poles 20A, for rear mounting with black handle, front plate 48X48mm | http://datasheet.lovatoelectric.com/Rotary_cam_switches/RON/7GN20136O.pdf
7GN20136O48 |  |  | Rotary cam switch 7GN series, multi-step 0-1-2-3, 3 poles 20A, modular service cover for 35mm DIN reail mounting with black handle, front plate 45X54mm | http://datasheet.lovatoelectric.com/Rotary_cam_switches/ENG/7GN20136O48.pdf | Commutatore a camme serie 7GN, multivia 0-1-2-3 3 poli da 20A in esecuzione modulare per montaggio su guida DIN con maniglia nera, mostrina 45X54mm | http://datasheet.lovatoelectric.com/Rotary_cam_switches/ITA/7GN20136O48.pdf | Łącznik krzywkowy serii 7GN, wielopozycyjny 0-1-2-3, 3 pola, 20A, wykonanie modułowe do montażu na szynie DIN 35mm, z czarnym pokrętłem i tabliczką 45x54mm | http://datasheet.lovatoelectric.com/Rotary_cam_switches/POL/7GN20136O48.pdf | Rotary cam switch 7GN series, multi-step 0-1-2-3, 3 poles 20A, modular service cover for 35mm DIN reail mounting with black handle, front plate 45X54mm | http://datasheet.lovatoelectric.com/Rotary_cam_switches/RON/7GN20136O48.pdf
7GN20136P |  |  | Enclosed rotary cam switch 7GN series, multi-step 0-1-2-3, 3 poles 20A in plastic enclosure 75X75mm with black handle | http://datasheet.lovatoelectric.com/Rotary_cam_switches/ENG/7GN20136P.pdf | Commutatore a camme serie 7GN, multivia 0-1-2-3 3 poli da 20A in cassetta plastica 75X75mm con maniglia nera | http://datasheet.lovatoelectric.com/Rotary_cam_switches/ITA/7GN20136P.pdf | Łącznik krzywkowy serii 7GN, wielopozycyjny 0-1-2-3, 3 pola, 20A, w obudowie 75x75mm i czarnym pokrętłem | http://datasheet.lovatoelectric.com/Rotary_cam_switches/POL/7GN20136P.pdf | Enclosed rotary cam switch 7GN series, multi-step 0-1-2-3, 3 poles 20A in plastic enclosure 75X75mm with black handle | http://datasheet.lovatoelectric.com/Rotary_cam_switches/RON/7GN20136P.pdf
7GN20136U |  |  | Rotary cam switch 7GN series, multi-step 0-1-2-3, 3 poles 20A, for front mounting with black handle, front plate 48X48mm | http://datasheet.lovatoelectric.com/Rotary_cam_switches/ENG/7GN20136U.pdf | Commutatore a camme serie 7GN, multivia 0-1-2-3 3 poli da 20A in esecuzione per montaggio frontale con maniglia nera, mostrina 48X48mm | http://datasheet.lovatoelectric.com/Rotary_cam_switches/ITA/7GN20136U.pdf | Łącznik krzywkowy serii 7GN, wielopozycyjny 0-1-2-3, 3 pola, 20A, do montażu tablicowego, z czarnym pokrętłem i tabliczką 48x48mm | http://datasheet.lovatoelectric.com/Rotary_cam_switches/POL/7GN20136U.pdf | Rotary cam switch 7GN series, multi-step 0-1-2-3, 3 poles 20A, for front mounting with black handle, front plate 48X48mm | http://datasheet.lovatoelectric.com/Rotary_cam_switches/RON/7GN20136U.pdf
7GN20136U47 |  |  | Rotary cam switch 7GN series, multi-step 0-1-2-3, 3 poles 20A, for snap on front mounting with black handle for hole Ø22mm fixing, front plate 48X48mm | http://datasheet.lovatoelectric.com/Rotary_cam_switches/ENG/7GN20136U47.pdf | Commutatore a camme serie 7GN, multivia 0-1-2-3 3 poli da 20A in esecuzione per montaggio frontale con maniglia nera e fissaggio a scatto per foro diametro 22mm, mostrina 48X48mm | http://datasheet.lovatoelectric.com/Rotary_cam_switches/ITA/7GN20136U47.pdf | Łącznik krzywkowy serii 7GN, wielopozycyjny 0-1-2-3, 3 pola, 20A, do montażu tablicowego w otworze 22mm z czarnym pokrętłem, montowanym na zatrzask do korpusu i tabliczką 48x48mm | http://datasheet.lovatoelectric.com/Rotary_cam_switches/POL/7GN20136U47.pdf | Rotary cam switch 7GN series, multi-step 0-1-2-3, 3 poles 20A, for snap on front mounting with black handle for hole Ø22mm fixing, front plate 48X48mm | http://datasheet.lovatoelectric.com/Rotary_cam_switches/RON/7GN20136U47.pdf
7GN2013O |  |  | Rotary cam switch 7GN series, Dahlander motor control switch 1-0-2, 20A, for rear mounting with black handle, front plate 48X48mm | http://datasheet.lovatoelectric.com/Rotary_cam_switches/ENG/7GN2013O.pdf | Commutatore a camme serie 7GN, avviatore per motori Dahlander 1-0-2 da 20A in esecuzione per montaggio a fondo quadro con maniglia nera, mostrina 48X48mm | http://datasheet.lovatoelectric.com/Rotary_cam_switches/ITA/7GN2013O.pdf | Łącznik krzywkowy serii 7GN, przełącznik silnika dwubiegunowego 1-0-2, układ Dahlandera, 20A, do montażu wewnątrz szafy z czarnym pokrętłem i tabliczką 48x48mm | http://datasheet.lovatoelectric.com/Rotary_cam_switches/POL/7GN2013O.pdf | Rotary cam switch 7GN series, Dahlander motor control switch 1-0-2, 20A, for rear mounting with black handle, front plate 48X48mm | http://datasheet.lovatoelectric.com/Rotary_cam_switches/RON/7GN2013O.pdf
7GN2013O48 |  |  | Rotary cam switch 7GN series, Dahlander motor control switch 1-0-2, 20A, modular service cover for 35mm DIN reail mounting with black handle, front plate 45X54mm | http://datasheet.lovatoelectric.com/Rotary_cam_switches/ENG/7GN2013O48.pdf | Commutatore a camme serie 7GN, avviatore per motori Dahlander 1-0-2 da 20A in esecuzione modulare per montaggio su guida DIN con maniglia nera, mostrina 45X54mm | http://datasheet.lovatoelectric.com/Rotary_cam_switches/ITA/7GN2013O48.pdf | Łącznik krzywkowy serii 7GN, przełącznik silnika dwubiegunowego 1-0-2, układ Dahlandera, 20A, wykonanie modułowe do montażu na szynie DIN 35mm, z czarnym pokrętłem i tabliczką 45x54mm | http://datasheet.lovatoelectric.com/Rotary_cam_switches/POL/7GN2013O48.pdf | Rotary cam switch 7GN series, Dahlander motor control switch 1-0-2, 20A, modular service cover for 35mm DIN reail mounting with black handle, front plate 45X54mm | http://datasheet.lovatoelectric.com/Rotary_cam_switches/RON/7GN2013O48.pdf
7GN2013O98 |  |  |  | http://datasheet.lovatoelectric.com/Rotary_cam_switches/ENG/7GN2013O98.pdf |  | http://datasheet.lovatoelectric.com/Rotary_cam_switches/ITA/7GN2013O98.pdf |  | http://datasheet.lovatoelectric.com/Rotary_cam_switches/POL/7GN2013O98.pdf |  | http://datasheet.lovatoelectric.com/Rotary_cam_switches/RON/7GN2013O98.pdf
7GN2013P |  |  | Enclosed rotary cam switch 7GN series, Dahlander motor control switch 1-0-2, 20A in plastic enclosure 75X75mm with black handle | http://datasheet.lovatoelectric.com/Rotary_cam_switches/ENG/7GN2013P.pdf | Commutatore a camme serie 7GN, avviatore per motori Dahlander 1-0-2 da 20A in cassetta plastica 75X75mm con maniglia nera | http://datasheet.lovatoelectric.com/Rotary_cam_switches/ITA/7GN2013P.pdf | Łącznik krzywkowy serii 7GN, przełącznik silnika dwubiegunowego 1-0-2, układ Dahlandera, 20A, w obudowie 75x75mm i czarnym pokrętłem | http://datasheet.lovatoelectric.com/Rotary_cam_switches/POL/7GN2013P.pdf | Enclosed rotary cam switch 7GN series, Dahlander motor control switch 1-0-2, 20A in plastic enclosure 75X75mm with black handle | http://datasheet.lovatoelectric.com/Rotary_cam_switches/RON/7GN2013P.pdf
7GN2013P25 |  |  | Enclosed rotary cam switch 7GN series, Dahlander motor control switch 1-0-2, 20A in plastic enclosure 90X90mm with red/yellow handle | http://datasheet.lovatoelectric.com/Rotary_cam_switches/ENG/7GN2013P25.pdf | Commutatore a camme serie 7GN, avviatore per motori Dahlander 1-0-2 da 20A in cassetta plastica 90X90mm con maniglia giallo/rossa | http://datasheet.lovatoelectric.com/Rotary_cam_switches/ITA/7GN2013P25.pdf | Łącznik krzywkowy serii 7GN, przełącznik silnika dwubiegunowego 1-0-2, układ Dahlandera, 20A, w obudowie 90x90mm i żółto/czerwonym pokrętłem | http://datasheet.lovatoelectric.com/Rotary_cam_switches/POL/7GN2013P25.pdf | Enclosed rotary cam switch 7GN series, Dahlander motor control switch 1-0-2, 20A in plastic enclosure 90X90mm with red/yellow handle | http://datasheet.lovatoelectric.com/Rotary_cam_switches/RON/7GN2013P25.pdf
7GN2013U | 7GN2013U.JPG | http://datasheet.lovatoelectric.com/Rotary_cam_switches/products_images/7GN2013U.JPG | Rotary cam switch 7GN series, Dahlander motor control switch 1-0-2, 20A, for front mounting with black handle, front plate 48X48mm | http://datasheet.lovatoelectric.com/Rotary_cam_switches/ENG/7GN2013U.pdf | Commutatore a camme serie 7GN, avviatore per motori Dahlander 1-0-2 da 20A in esecuzione per montaggio frontale con maniglia nera, mostrina 48X48mm | http://datasheet.lovatoelectric.com/Rotary_cam_switches/ITA/7GN2013U.pdf | Łącznik krzywkowy serii 7GN, przełącznik silnika dwubiegunowego 1-0-2, układ Dahlandera, 20A, do montażu tablicowego, z czarnym pokrętłem i tabliczką 48x48mm | http://datasheet.lovatoelectric.com/Rotary_cam_switches/POL/7GN2013U.pdf | Rotary cam switch 7GN series, Dahlander motor control switch 1-0-2, 20A, for front mounting with black handle, front plate 48X48mm | http://datasheet.lovatoelectric.com/Rotary_cam_switches/RON/7GN2013U.pdf
7GN2013U47 |  |  | Rotary cam switch 7GN series, Dahlander motor control switch 1-0-2, 20A, modular service cover for 35mm DIN reail mounting with black handle, front plate 48X48mm | http://datasheet.lovatoelectric.com/Rotary_cam_switches/ENG/7GN2013U47.pdf | Commutatore a camme serie 7GN, avviatore per motori Dahlander 1-0-2 da 20A in esecuzione modulare per montaggio su guida DIN con maniglia nera, mostrina 48X48mm | http://datasheet.lovatoelectric.com/Rotary_cam_switches/ITA/7GN2013U47.pdf | Łącznik krzywkowy serii 7GN, przełącznik silnika dwubiegunowego 1-0-2, układ Dahlandera, 20A, wykonanie do montażu tablicowego, z czarnym pokrętłem, montowanym na zatrzask i tabliczką 48x48mm | http://datasheet.lovatoelectric.com/Rotary_cam_switches/POL/7GN2013U47.pdf | Rotary cam switch 7GN series, Dahlander motor control switch 1-0-2, 20A, modular service cover for 35mm DIN reail mounting with black handle, front plate 48X48mm | http://datasheet.lovatoelectric.com/Rotary_cam_switches/RON/7GN2013U47.pdf
7GN2013U65 |  |  | Rotary cam switch 7GN series, Dahlander motor control switch 1-0-2, 20A, for front mounting with red/yellow handle padlockable in 0 and protection covers, front plate 65X65mm | http://datasheet.lovatoelectric.com/Rotary_cam_switches/ENG/7GN2013U65.pdf | Commutatore a camme serie 7GN, avviatore per motori Dahlander 1-0-2 da 20A in esecuzione per montaggio frontale con maniglia giallo/rossa lucchettabile in 0 e copriterminali, mostrina 65X65mm | http://datasheet.lovatoelectric.com/Rotary_cam_switches/ITA/7GN2013U65.pdf | Łącznik krzywkowy serii 7GN, przełącznik silnika dwubiegunowego 1-0-2, układ Dahlandera, 20A, do montażu tablicowego, z żółto/czerwonym pokrętłem blokowanym w pozycji 0, osłonami zacisków i tabliczką 65x65mm | http://datasheet.lovatoelectric.com/Rotary_cam_switches/POL/7GN2013U65.pdf | Rotary cam switch 7GN series, Dahlander motor control switch 1-0-2, 20A, for front mounting with red/yellow handle padlockable in 0 and protection covers, front plate 65X65mm | http://datasheet.lovatoelectric.com/Rotary_cam_switches/RON/7GN2013U65.pdf
7GN2019O |  |  | Rotary cam switch 7GN series, Dahlander motor control switch 0-1-2, 20A, for rear mounting with black handle, front plate 48X48mm | http://datasheet.lovatoelectric.com/Rotary_cam_switches/ENG/7GN2019O.pdf | Commutatore a camme serie 7GN, avviatore per motori Dahlander 0-1-2 da 20A in esecuzione per montaggio a fondo quadro con maniglia nera, mostrina 48X48mm | http://datasheet.lovatoelectric.com/Rotary_cam_switches/ITA/7GN2019O.pdf | Łącznik krzywkowy serii 7GN, przełącznik silnika dwubiegunowego 0-1-2, układ Dahlandera, 20A, do montażu wewnątrz szafy z czarnym pokrętłem i tabliczką 48x48mm | http://datasheet.lovatoelectric.com/Rotary_cam_switches/POL/7GN2019O.pdf | Rotary cam switch 7GN series, Dahlander motor control switch 0-1-2, 20A, for rear mounting with black handle, front plate 48X48mm | http://datasheet.lovatoelectric.com/Rotary_cam_switches/RON/7GN2019O.pdf
7GN2019O48 |  |  | Rotary cam switch 7GN series, Dahlander motor control switch 0-1-2, 20A, modular service cover for 35mm DIN reail mounting with black handle, front plate 45X54mm | http://datasheet.lovatoelectric.com/Rotary_cam_switches/ENG/7GN2019O48.pdf | Commutatore a camme serie 7GN, avviatore per motori Dahlander 0-1-2 da 20A in esecuzione modulare per montaggio su guida DIN con maniglia nera, mostrina 45X54mm | http://datasheet.lovatoelectric.com/Rotary_cam_switches/ITA/7GN2019O48.pdf | Łącznik krzywkowy serii 7GN, przełącznik silnika dwubiegunowego 0-1-2, układ Dahlandera, 20A, wykonanie modułowe do montażu na szynie DIN 35mm, z czarnym pokrętłem i tabliczką 45x54mm | http://datasheet.lovatoelectric.com/Rotary_cam_switches/POL/7GN2019O48.pdf | Rotary cam switch 7GN series, Dahlander motor control switch 0-1-2, 20A, modular service cover for 35mm DIN reail mounting with black handle, front plate 45X54mm | http://datasheet.lovatoelectric.com/Rotary_cam_switches/RON/7GN2019O48.pdf
7GN2019O98 |  |  |  | http://datasheet.lovatoelectric.com/Rotary_cam_switches/ENG/7GN2019O98.pdf |  | http://datasheet.lovatoelectric.com/Rotary_cam_switches/ITA/7GN2019O98.pdf |  | http://datasheet.lovatoelectric.com/Rotary_cam_switches/POL/7GN2019O98.pdf |  | http://datasheet.lovatoelectric.com/Rotary_cam_switches/RON/7GN2019O98.pdf
7GN2019P |  |  | Enclosed rotary cam switch 7GN series, Dahlander motor control switch 0-1-2, 20A in plastic enclosure 75X75mm with black handle | http://datasheet.lovatoelectric.com/Rotary_cam_switches/ENG/7GN2019P.pdf | Commutatore a camme serie 7GN, avviatore per motori Dahlander 0-1-2 da 20A in cassetta plastica 75X75mm con maniglia nera | http://datasheet.lovatoelectric.com/Rotary_cam_switches/ITA/7GN2019P.pdf | Łącznik krzywkowy serii 7GN, przełącznik silnika dwubiegunowego 0-1-2, układ Dahlandera, 20A, w obudowie 75x75mm i czarnym pokrętłem | http://datasheet.lovatoelectric.com/Rotary_cam_switches/POL/7GN2019P.pdf | Enclosed rotary cam switch 7GN series, Dahlander motor control switch 0-1-2, 20A in plastic enclosure 75X75mm with black handle | http://datasheet.lovatoelectric.com/Rotary_cam_switches/RON/7GN2019P.pdf
7GN2019P25 |  |  | Enclosed rotary cam switch 7GN series, Dahlander motor control switch 0-1-2, 20A in plastic enclosure 90X90mm with red/yellow handle | http://datasheet.lovatoelectric.com/Rotary_cam_switches/ENG/7GN2019P25.pdf | Commutatore a camme serie 7GN, avviatore per motori Dahlander 0-1-2 da 20A in cassetta plastica 90X90mm con maniglia giallo/rossa | http://datasheet.lovatoelectric.com/Rotary_cam_switches/ITA/7GN2019P25.pdf | Łącznik krzywkowy serii 7GN, przełącznik silnika dwubiegunowego 0-1-2, układ Dahlandera, 20A, w obudowie 90x90mm i żółto/czerwonym pokrętłem | http://datasheet.lovatoelectric.com/Rotary_cam_switches/POL/7GN2019P25.pdf | Enclosed rotary cam switch 7GN series, Dahlander motor control switch 0-1-2, 20A in plastic enclosure 90X90mm with red/yellow handle | http://datasheet.lovatoelectric.com/Rotary_cam_switches/RON/7GN2019P25.pdf
7GN2019U |  |  | Rotary cam switch 7GN series, Dahlander motor control switch 0-1-2, 20A, for front mounting with black handle, front plate 48X48mm | http://datasheet.lovatoelectric.com/Rotary_cam_switches/ENG/7GN2019U.pdf | Commutatore a camme serie 7GN, avviatore per motori Dahlander 0-1-2 da 20A in esecuzione per montaggio frontale con maniglia nera, mostrina 48X48mm | http://datasheet.lovatoelectric.com/Rotary_cam_switches/ITA/7GN2019U.pdf | Łącznik krzywkowy serii 7GN, przełącznik silnika dwubiegunowego 0-1-2, układ Dahlandera, 20A, do montażu tablicowego, z czarnym pokrętłem i tabliczką 48x48mm | http://datasheet.lovatoelectric.com/Rotary_cam_switches/POL/7GN2019U.pdf | Rotary cam switch 7GN series, Dahlander motor control switch 0-1-2, 20A, for front mounting with black handle, front plate 48X48mm | http://datasheet.lovatoelectric.com/Rotary_cam_switches/RON/7GN2019U.pdf
7GN2019U47 |  |  | Rotary cam switch 7GN series, Dahlander motor control switch 0-1-2, 20A, modular service cover for 35mm DIN reail mounting with black handle, front plate 48X48mm | http://datasheet.lovatoelectric.com/Rotary_cam_switches/ENG/7GN2019U47.pdf | Commutatore a camme serie 7GN, avviatore per motori Dahlander 0-1-2 da 20A in esecuzione modulare per montaggio su guida DIN con maniglia nera, mostrina 48X48mm | http://datasheet.lovatoelectric.com/Rotary_cam_switches/ITA/7GN2019U47.pdf | Łącznik krzywkowy serii 7GN, przełącznik silnika dwubiegunowego 0-1-2, układ Dahlandera, 20A, wykonanie do montażu tablicowego, z czarnym pokrętłem, montowanym na zatrzask i tabliczką 48x48mm | http://datasheet.lovatoelectric.com/Rotary_cam_switches/POL/7GN2019U47.pdf | Rotary cam switch 7GN series, Dahlander motor control switch 0-1-2, 20A, modular service cover for 35mm DIN reail mounting with black handle, front plate 48X48mm | http://datasheet.lovatoelectric.com/Rotary_cam_switches/RON/7GN2019U47.pdf
7GN2019U65 |  |  | Rotary cam switch 7GN series, Dahlander motor control switch 0-1-2, 20A, for front mounting with red/yellow handle padlockable in 0 and protection covers, front plate 65X65mm | http://datasheet.lovatoelectric.com/Rotary_cam_switches/ENG/7GN2019U65.pdf | Commutatore a camme serie 7GN, avviatore per motori Dahlander 0-1-2 da 20A in esecuzione per montaggio frontale con maniglia giallo/rossa lucchettabile in 0 e copriterminali, mostrina 65X65mm | http://datasheet.lovatoelectric.com/Rotary_cam_switches/ITA/7GN2019U65.pdf | Łącznik krzywkowy serii 7GN, przełącznik silnika dwubiegunowego 0-1-2, układ Dahlandera, 20A, do montażu tablicowego, z żółto/czerwonym pokrętłem blokowanym w pozycji 0, osłonami zacisków i tabliczką 65x65mm | http://datasheet.lovatoelectric.com/Rotary_cam_switches/POL/7GN2019U65.pdf | Rotary cam switch 7GN series, Dahlander motor control switch 0-1-2, 20A, for front mounting with red/yellow handle padlockable in 0 and protection covers, front plate 65X65mm | http://datasheet.lovatoelectric.com/Rotary_cam_switches/RON/7GN2019U65.pdf
7GN2020O |  |  | Rotary cam switch 7GN series, Dahlander motor 2-speed reversing switch, 20A, for rear mounting with black handle, front plate 48X48mm | http://datasheet.lovatoelectric.com/Rotary_cam_switches/ENG/7GN2020O.pdf | Commutatore a camme serie 7GN, invertitore di marcia a 2 velocita' per motori Dahlander da 20A in esecuzione per montaggio a fondo quadro con maniglia nera, mostrina 48X48mm | http://datasheet.lovatoelectric.com/Rotary_cam_switches/ITA/7GN2020O.pdf | Łącznik krzywkowy serii 7GN, przełącznik zmiany kirunku obrotów silnika dwubiegunowego, układ Dahlandera, 20A, do montażu wewnątrz szafy z czarnym pokrętłem i tabliczką 48x48mm | http://datasheet.lovatoelectric.com/Rotary_cam_switches/POL/7GN2020O.pdf | Rotary cam switch 7GN series, Dahlander motor 2-speed reversing switch, 20A, for rear mounting with black handle, front plate 48X48mm | http://datasheet.lovatoelectric.com/Rotary_cam_switches/RON/7GN2020O.pdf
7GN2020O48 |  |  | Rotary cam switch 7GN series, Dahlander motor 2-speed reversing switch, 20A, modular service cover for 35mm DIN reail mounting with black handle, front plate 45X54mm | http://datasheet.lovatoelectric.com/Rotary_cam_switches/ENG/7GN2020O48.pdf | Commutatore a camme serie 7GN, invertitore di marcia a 2 velocita' per motori Dahlander da 20A in esecuzione modulare per montaggio su guida DIN con maniglia nera, mostrina 45X54mm | http://datasheet.lovatoelectric.com/Rotary_cam_switches/ITA/7GN2020O48.pdf | Łącznik krzywkowy serii 7GN, przełącznik zmiany kirunku obrotów silnika dwubiegunowego, układ Dahlandera, 20A, wykonanie modułowe do montażu na szynie DIN 35mm, z czarnym pokrętłem i tabliczką 45x54mm | http://datasheet.lovatoelectric.com/Rotary_cam_switches/POL/7GN2020O48.pdf | Rotary cam switch 7GN series, Dahlander motor 2-speed reversing switch, 20A, modular service cover for 35mm DIN reail mounting with black handle, front plate 45X54mm | http://datasheet.lovatoelectric.com/Rotary_cam_switches/RON/7GN2020O48.pdf
7GN2020O98 |  |  |  | http://datasheet.lovatoelectric.com/Rotary_cam_switches/ENG/7GN2020O98.pdf |  | http://datasheet.lovatoelectric.com/Rotary_cam_switches/ITA/7GN2020O98.pdf |  | http://datasheet.lovatoelectric.com/Rotary_cam_switches/POL/7GN2020O98.pdf |  | http://datasheet.lovatoelectric.com/Rotary_cam_switches/RON/7GN2020O98.pdf
7GN2020U | 7GN2020U.jpg | http://datasheet.lovatoelectric.com/Rotary_cam_switches/products_images/7GN2020U.jpg | Rotary cam switch 7GN series, Dahlander motor 2-speed reversing switch, 20A, for front mounting with black handle, front plate 48X48mm | http://datasheet.lovatoelectric.com/Rotary_cam_switches/ENG/7GN2020U.pdf | Commutatore a camme serie 7GN, invertitore di marcia a 2 velocita' per motori Dahlander da 20A in esecuzione per montaggio frontale con maniglia nera, mostrina 48X48mm | http://datasheet.lovatoelectric.com/Rotary_cam_switches/ITA/7GN2020U.pdf | Łącznik krzywkowy serii 7GN, przełącznik zmiany kirunku obrotów silnika dwubiegunowego, układ Dahlandera, 20A, do montażu tablicowego, z czarnym pokrętłem i tabliczką 48x48mm | http://datasheet.lovatoelectric.com/Rotary_cam_switches/POL/7GN2020U.pdf | Rotary cam switch 7GN series, Dahlander motor 2-speed reversing switch, 20A, for front mounting with black handle, front plate 48X48mm | http://datasheet.lovatoelectric.com/Rotary_cam_switches/RON/7GN2020U.pdf
7GN2020U47 |  |  | Rotary cam switch 7GN series, Dahlander motor 2-speed reversing switch, 20A, modular service cover for 35mm DIN reail mounting with black handle, front plate 48X48mm | http://datasheet.lovatoelectric.com/Rotary_cam_switches/ENG/7GN2020U47.pdf | Commutatore a camme serie 7GN, invertitore di marcia a 2 velocita' per motori Dahlander da 20A in esecuzione modulare per montaggio su guida DIN con maniglia nera, mostrina 48X48mm | http://datasheet.lovatoelectric.com/Rotary_cam_switches/ITA/7GN2020U47.pdf | Łącznik krzywkowy serii 7GN, przełącznik zmiany kirunku obrotów silnika dwubiegunowego, układ Dahlandera, 20A, wykonanie do montażu tablicowego, z czarnym pokrętłem, montowanym na zatrzask i tabliczką 48x48mm | http://datasheet.lovatoelectric.com/Rotary_cam_switches/POL/7GN2020U47.pdf | Rotary cam switch 7GN series, Dahlander motor 2-speed reversing switch, 20A, modular service cover for 35mm DIN reail mounting with black handle, front plate 48X48mm | http://datasheet.lovatoelectric.com/Rotary_cam_switches/RON/7GN2020U47.pdf
7GN2020U65 |  |  | Rotary cam switch 7GN series, Dahlander motor 2-speed reversing switch, 20A, for front mounting with red/yellow handle padlockable in 0 and protection covers, front plate 65X65mm | http://datasheet.lovatoelectric.com/Rotary_cam_switches/ENG/7GN2020U65.pdf | Commutatore a camme serie 7GN, invertitore di marcia a 2 velocita' per motori Dahlander da 20A in esecuzione per montaggio frontale con maniglia giallo/rossa lucchettabile in 0 e copriterminali, mostrina 65X65mm | http://datasheet.lovatoelectric.com/Rotary_cam_switches/ITA/7GN2020U65.pdf | Łącznik krzywkowy serii 7GN, przełącznik zmiany kirunku obrotów silnika dwubiegunowego, układ Dahlandera, 20A, do montażu tablicowego, z żółto/czerwonym pokrętłem blokowanym w pozycji 0, osłonami zacisków i tabliczką 65x65mm | http://datasheet.lovatoelectric.com/Rotary_cam_switches/POL/7GN2020U65.pdf | Rotary cam switch 7GN series, Dahlander motor 2-speed reversing switch, 20A, for front mounting with red/yellow handle padlockable in 0 and protection covers, front plate 65X65mm | http://datasheet.lovatoelectric.com/Rotary_cam_switches/RON/7GN2020U65.pdf
7GN2025O |  |  | Rotary cam switch 7GN series, 1-phase motor reversing switch with spring return 20A, for rear mounting with black handle, front plate 48X48mm | http://datasheet.lovatoelectric.com/Rotary_cam_switches/ENG/7GN2025O.pdf | Commutatore a camme serie 7GN, invertitore di marcia monofase con ritorno a molla da 20A in esecuzione per montaggio a fondo quadro con maniglia nera, mostrina 48X48mm | http://datasheet.lovatoelectric.com/Rotary_cam_switches/ITA/7GN2025O.pdf | Łącznik krzywkowy serii 7GN, przełącznik zmiany kierunku obrotów silnika 1 fazowego, z powrotem do pozycji 0, 20A, do montażu wewnątrz szafy z czarnym pokrętłem i tabliczką 48x48mm | http://datasheet.lovatoelectric.com/Rotary_cam_switches/POL/7GN2025O.pdf | Rotary cam switch 7GN series, 1-phase motor reversing switch with spring return 20A, for rear mounting with black handle, front plate 48X48mm | http://datasheet.lovatoelectric.com/Rotary_cam_switches/RON/7GN2025O.pdf
7GN2025O48 |  |  | Rotary cam switch 7GN series, 1-phase motor reversing switch with spring return 20A, modular service cover for 35mm DIN reail mounting with black handle, front plate 45X54mm | http://datasheet.lovatoelectric.com/Rotary_cam_switches/ENG/7GN2025O48.pdf | Commutatore a camme serie 7GN, invertitore di marcia monofase con ritorno a molla da 20A in esecuzione modulare per montaggio su guida DIN con maniglia nera, mostrina 45X54mm | http://datasheet.lovatoelectric.com/Rotary_cam_switches/ITA/7GN2025O48.pdf | Łącznik krzywkowy serii 7GN, przełącznik zmiany kierunku obrotów silnika 1 fazowego, z powrotem do pozycji 0, 20A, wykonanie modułowe do montażu na szynie DIN 35mm, z czarnym pokrętłem i tabliczką 45x54mm | http://datasheet.lovatoelectric.com/Rotary_cam_switches/POL/7GN2025O48.pdf | Rotary cam switch 7GN series, 1-phase motor reversing switch with spring return 20A, modular service cover for 35mm DIN reail mounting with black handle, front plate 45X54mm | http://datasheet.lovatoelectric.com/Rotary_cam_switches/RON/7GN2025O48.pdf
7GN2025O98 |  |  |  | http://datasheet.lovatoelectric.com/Rotary_cam_switches/ENG/7GN2025O98.pdf |  | http://datasheet.lovatoelectric.com/Rotary_cam_switches/ITA/7GN2025O98.pdf |  | http://datasheet.lovatoelectric.com/Rotary_cam_switches/POL/7GN2025O98.pdf |  | http://datasheet.lovatoelectric.com/Rotary_cam_switches/RON/7GN2025O98.pdf
7GN2025P |  |  | Enclosed rotary cam switch 7GN series, 1-phase motor reversing switch with spring return 20A in plastic enclosure 75X75mm with black handle | http://datasheet.lovatoelectric.com/Rotary_cam_switches/ENG/7GN2025P.pdf | Commutatore a camme serie 7GN, invertitore di marcia monofase con ritorno a molla da 20A in cassetta plastica 75X75mm con maniglia nera | http://datasheet.lovatoelectric.com/Rotary_cam_switches/ITA/7GN2025P.pdf | Łącznik krzywkowy serii 7GN, przełącznik zmiany kierunku obrotów silnika 1 fazowego, z powrotem do pozycji 0, 20A, w obudowie 75x75mm i czarnym pokrętłem | http://datasheet.lovatoelectric.com/Rotary_cam_switches/POL/7GN2025P.pdf | Enclosed rotary cam switch 7GN series, 1-phase motor reversing switch with spring return 20A in plastic enclosure 75X75mm with black handle | http://datasheet.lovatoelectric.com/Rotary_cam_switches/RON/7GN2025P.pdf
7GN2025P25 |  |  | Enclosed rotary cam switch 7GN series, 1-phase motor reversing switch with spring return 20A in plastic enclosure 90X90mm with red/yellow handle | http://datasheet.lovatoelectric.com/Rotary_cam_switches/ENG/7GN2025P25.pdf | Commutatore a camme serie 7GN, invertitore di marcia monofase con ritorno a molla da 20A in cassetta plastica 90X90mm con maniglia giallo/rossa | http://datasheet.lovatoelectric.com/Rotary_cam_switches/ITA/7GN2025P25.pdf | Łącznik krzywkowy serii 7GN, przełącznik zmiany kierunku obrotów silnika 1 fazowego, z powrotem do pozycji 0, 20A, w obudowie 90x90mm i żółto/czerwonym pokrętłem | http://datasheet.lovatoelectric.com/Rotary_cam_switches/POL/7GN2025P25.pdf | Enclosed rotary cam switch 7GN series, 1-phase motor reversing switch with spring return 20A in plastic enclosure 90X90mm with red/yellow handle | http://datasheet.lovatoelectric.com/Rotary_cam_switches/RON/7GN2025P25.pdf
7GN2025U |  |  | Rotary cam switch 7GN series, 1-phase motor reversing switch with spring return 20A, for front mounting with black handle, front plate 48X48mm | http://datasheet.lovatoelectric.com/Rotary_cam_switches/ENG/7GN2025U.pdf | Commutatore a camme serie 7GN, invertitore di marcia monofase con ritorno a molla da 20A in esecuzione per montaggio frontale con maniglia nera, mostrina 48X48mm | http://datasheet.lovatoelectric.com/Rotary_cam_switches/ITA/7GN2025U.pdf | Łącznik krzywkowy serii 7GN, przełącznik zmiany kierunku obrotów silnika 1 fazowego, z powrotem do pozycji 0, 20A, do montażu tablicowego, z czarnym pokrętłem i tabliczką 48x48mm | http://datasheet.lovatoelectric.com/Rotary_cam_switches/POL/7GN2025U.pdf | Rotary cam switch 7GN series, 1-phase motor reversing switch with spring return 20A, for front mounting with black handle, front plate 48X48mm | http://datasheet.lovatoelectric.com/Rotary_cam_switches/RON/7GN2025U.pdf
7GN2025U47 |  |  | Rotary cam switch 7GN series, 1-phase motor reversing switch with spring return 20A, modular service cover for 35mm DIN reail mounting with black handle, front plate 48X48mm | http://datasheet.lovatoelectric.com/Rotary_cam_switches/ENG/7GN2025U47.pdf | Commutatore a camme serie 7GN, invertitore di marcia monofase con ritorno a molla da 20A in esecuzione modulare per montaggio su guida DIN con maniglia nera, mostrina 48X48mm | http://datasheet.lovatoelectric.com/Rotary_cam_switches/ITA/7GN2025U47.pdf | Łącznik krzywkowy serii 7GN, przełącznik zmiany kierunku obrotów silnika 1 fazowego, z powrotem do pozycji 0, 20A, wykonanie do montażu tablicowego, z czarnym pokrętłem, montowanym na zatrzask i tabliczką 48x48mm | http://datasheet.lovatoelectric.com/Rotary_cam_switches/POL/7GN2025U47.pdf | Rotary cam switch 7GN series, 1-phase motor reversing switch with spring return 20A, modular service cover for 35mm DIN reail mounting with black handle, front plate 48X48mm | http://datasheet.lovatoelectric.com/Rotary_cam_switches/RON/7GN2025U47.pdf
7GN2025U65 |  |  | Rotary cam switch 7GN series, 1-phase motor reversing switch with spring return 20A, for front mounting with red/yellow handle padlockable in 0 and protection covers, front plate 65X65mm | http://datasheet.lovatoelectric.com/Rotary_cam_switches/ENG/7GN2025U65.pdf | Commutatore a camme serie 7GN, invertitore di marcia monofase con ritorno a molla da 20A in esecuzione per montaggio frontale con maniglia giallo/rossa lucchettabile in 0 e copriterminali, mostrina 65X65mm | http://datasheet.lovatoelectric.com/Rotary_cam_switches/ITA/7GN2025U65.pdf | Łącznik krzywkowy serii 7GN, przełącznik zmiany kierunku obrotów silnika 1 fazowego, z powrotem do pozycji 0, 20A, do montażu tablicowego, z żółto/czerwonym pokrętłem blokowanym w pozycji 0, osłonami zacisków i tabliczką 65x65mm | http://datasheet.lovatoelectric.com/Rotary_cam_switches/POL/7GN2025U65.pdf | Rotary cam switch 7GN series, 1-phase motor reversing switch with spring return 20A, for front mounting with red/yellow handle padlockable in 0 and protection covers, front plate 65X65mm | http://datasheet.lovatoelectric.com/Rotary_cam_switches/RON/7GN2025U65.pdf
7GN2026O |  |  | Rotary cam switch 7GN series, 3-phase motor reversing switch with spring return 20A, for rear mounting with black handle, front plate 48X48mm | http://datasheet.lovatoelectric.com/Rotary_cam_switches/ENG/7GN2026O.pdf | Commutatore a camme serie 7GN, invertitore di marcia trifase con ritorno di molla da 20A in esecuzione per montaggio a fondo quadro con maniglia nera, mostrina 48X48mm | http://datasheet.lovatoelectric.com/Rotary_cam_switches/ITA/7GN2026O.pdf | Łącznik krzywkowy serii 7GN, przełącznik zmiany kierunku obrotów silnika 3 fazowego, z powrotem do pozycji 0, 20A, do montażu wewnątrz szafy z czarnym pokrętłem i tabliczką 48x48mm | http://datasheet.lovatoelectric.com/Rotary_cam_switches/POL/7GN2026O.pdf | Rotary cam switch 7GN series, 3-phase motor reversing switch with spring return 20A, for rear mounting with black handle, front plate 48X48mm | http://datasheet.lovatoelectric.com/Rotary_cam_switches/RON/7GN2026O.pdf
7GN2026O48 |  |  | Rotary cam switch 7GN series, 3-phase motor reversing switch with spring return 20A, modular service cover for 35mm DIN reail mounting with black handle, front plate 45X54mm | http://datasheet.lovatoelectric.com/Rotary_cam_switches/ENG/7GN2026O48.pdf | Commutatore a camme serie 7GN, invertitore di marcia trifase con ritorno di molla da 20A in esecuzione modulare per montaggio su guida DIN con maniglia nera, mostrina 45X54mm | http://datasheet.lovatoelectric.com/Rotary_cam_switches/ITA/7GN2026O48.pdf | Łącznik krzywkowy serii 7GN, przełącznik zmiany kierunku obrotów silnika 3 fazowego, z powrotem do pozycji 0, 20A, wykonanie modułowe do montażu na szynie DIN 35mm, z czarnym pokrętłem i tabliczką 45x54mm | http://datasheet.lovatoelectric.com/Rotary_cam_switches/POL/7GN2026O48.pdf | Rotary cam switch 7GN series, 3-phase motor reversing switch with spring return 20A, modular service cover for 35mm DIN reail mounting with black handle, front plate 45X54mm | http://datasheet.lovatoelectric.com/Rotary_cam_switches/RON/7GN2026O48.pdf
7GN2026O98 |  |  |  | http://datasheet.lovatoelectric.com/Rotary_cam_switches/ENG/7GN2026O98.pdf |  | http://datasheet.lovatoelectric.com/Rotary_cam_switches/ITA/7GN2026O98.pdf |  | http://datasheet.lovatoelectric.com/Rotary_cam_switches/POL/7GN2026O98.pdf |  | http://datasheet.lovatoelectric.com/Rotary_cam_switches/RON/7GN2026O98.pdf
7GN2026P |  |  | Enclosed rotary cam switch 7GN series, 3-phase motor reversing switch with spring return 20A in plastic enclosure 75X75mm with black handle | http://datasheet.lovatoelectric.com/Rotary_cam_switches/ENG/7GN2026P.pdf | Commutatore a camme serie 7GN, invertitore di marcia trifase con ritorno a molla da 20A in cassetta plastica 75X75mm con maniglia nera | http://datasheet.lovatoelectric.com/Rotary_cam_switches/ITA/7GN2026P.pdf | Łącznik krzywkowy serii 7GN, przełącznik zmiany kierunku obrotów silnika 3 fazowego, z powrotem do pozycji 0, 20A, w obudowie 75x75mm i czarnym pokrętłem | http://datasheet.lovatoelectric.com/Rotary_cam_switches/POL/7GN2026P.pdf | Enclosed rotary cam switch 7GN series, 3-phase motor reversing switch with spring return 20A in plastic enclosure 75X75mm with black handle | http://datasheet.lovatoelectric.com/Rotary_cam_switches/RON/7GN2026P.pdf
7GN2026P25 |  |  | Enclosed rotary cam switch 7GN series, 3-phase motor reversing switch with spring return 20A in plastic enclosure 90X90mm with red/yellow handle | http://datasheet.lovatoelectric.com/Rotary_cam_switches/ENG/7GN2026P25.pdf | Commutatore a camme serie 7GN, invertitore di marcia trifase con ritorno a molla da 20A in cassetta plastica 90X90mm con maniglia giallo/rossa | http://datasheet.lovatoelectric.com/Rotary_cam_switches/ITA/7GN2026P25.pdf | Łącznik krzywkowy serii 7GN, przełącznik zmiany kierunku obrotów silnika 3 fazowego, z powrotem do pozycji 0, 20A, w obudowie 90x90mm i żółto/czerwonym pokrętłem | http://datasheet.lovatoelectric.com/Rotary_cam_switches/POL/7GN2026P25.pdf | Enclosed rotary cam switch 7GN series, 3-phase motor reversing switch with spring return 20A in plastic enclosure 90X90mm with red/yellow handle | http://datasheet.lovatoelectric.com/Rotary_cam_switches/RON/7GN2026P25.pdf
7GN2026U | 7GN2026U.jpg | http://datasheet.lovatoelectric.com/Rotary_cam_switches/products_images/7GN2026U.jpg | Rotary cam switch 7GN series, 3-phase motor reversing switch with spring return 20A, for front mounting with black handle, front plate 48X48mm | http://datasheet.lovatoelectric.com/Rotary_cam_switches/ENG/7GN2026U.pdf | Commutatore a camme serie 7GN, invertitore di marcia trifase con ritorno a molla da 20A in esecuzione per montaggio frontale con maniglia nera, mostrina 48X48mm | http://datasheet.lovatoelectric.com/Rotary_cam_switches/ITA/7GN2026U.pdf | Łącznik krzywkowy serii 7GN, przełącznik zmiany kierunku obrotów silnika 3 fazowego, z powrotem do pozycji 0, 20A, do montażu tablicowego, z czarnym pokrętłem i tabliczką 48x48mm | http://datasheet.lovatoelectric.com/Rotary_cam_switches/POL/7GN2026U.pdf | Rotary cam switch 7GN series, 3-phase motor reversing switch with spring return 20A, for front mounting with black handle, front plate 48X48mm | http://datasheet.lovatoelectric.com/Rotary_cam_switches/RON/7GN2026U.pdf
7GN2026U47 |  |  | Rotary cam switch 7GN series, 3-phase motor reversing switch with spring return 20A, modular service cover for 35mm DIN reail mounting with black handle, front plate 48X48mm | http://datasheet.lovatoelectric.com/Rotary_cam_switches/ENG/7GN2026U47.pdf | Commutatore a camme serie 7GN, invertitore di marcia trifase con ritorno di molla da 20A in esecuzione modulare per montaggio su guida DIN con maniglia nera, mostrina 48X48mm | http://datasheet.lovatoelectric.com/Rotary_cam_switches/ITA/7GN2026U47.pdf | Łącznik krzywkowy serii 7GN, przełącznik zmiany kierunku obrotów silnika 3 fazowego, z powrotem do pozycji 0, 20A, wykonanie do montażu tablicowego, z czarnym pokrętłem, montowanym na zatrzask i tabliczką 48x48mm | http://datasheet.lovatoelectric.com/Rotary_cam_switches/POL/7GN2026U47.pdf | Rotary cam switch 7GN series, 3-phase motor reversing switch with spring return 20A, modular service cover for 35mm DIN reail mounting with black handle, front plate 48X48mm | http://datasheet.lovatoelectric.com/Rotary_cam_switches/RON/7GN2026U47.pdf
7GN2026U65 |  |  | Rotary cam switch 7GN series, 1-phase motor reversing switch with spring return 20A, for front mounting with red/yellow handle padlockable in 0 and protection covers, front plate 65X65mm | http://datasheet.lovatoelectric.com/Rotary_cam_switches/ENG/7GN2026U65.pdf | Commutatore a camme serie 7GN, invertitore di marcia monofase con ritorno a molla da 20A in esecuzione per montaggio frontale con maniglia giallo/rossa lucchettabile in 0 e copriterminali, mostrina 65X65mm | http://datasheet.lovatoelectric.com/Rotary_cam_switches/ITA/7GN2026U65.pdf | Łącznik krzywkowy serii 7GN, przełącznik zmiany kierunku obrotów silnika 1 fazowego, z powrotem do pozycji 0, 20A, do montażu tablicowego, z żółto/czerwonym pokrętłem blokowanym w pozycji 0, osłonami zacisków i tabliczką 65x65mm | http://datasheet.lovatoelectric.com/Rotary_cam_switches/POL/7GN2026U65.pdf | Rotary cam switch 7GN series, 1-phase motor reversing switch with spring return 20A, for front mounting with red/yellow handle padlockable in 0 and protection covers, front plate 65X65mm | http://datasheet.lovatoelectric.com/Rotary_cam_switches/RON/7GN2026U65.pdf
7GN2051O |  |  | Rotary cam switch 7GN series, changeover switch 1 pole 20A, for rear mounting with black handle, front plate 48X48mm | http://datasheet.lovatoelectric.com/Rotary_cam_switches/ENG/7GN2051O.pdf | Commutatore a camme serie 7GN, commutatore 1 polo da 20A in esecuzione per montaggio a fondo quadro con maniglia nera, mostrina 48X48mm | http://datasheet.lovatoelectric.com/Rotary_cam_switches/ITA/7GN2051O.pdf | Łącznik krzywkowy serii 7GN, przełącznik sieci, 1 pole, 20A, do montażu wewnątrz szafy z czarnym pokrętłem i tabliczką 48x48mm | http://datasheet.lovatoelectric.com/Rotary_cam_switches/POL/7GN2051O.pdf | Rotary cam switch 7GN series, changeover switch 1 pole 20A, for rear mounting with black handle, front plate 48X48mm | http://datasheet.lovatoelectric.com/Rotary_cam_switches/RON/7GN2051O.pdf
7GN2051O48 |  |  | Rotary cam switch 7GN series, changeover switch 1 pole 20A, modular service cover for 35mm DIN reail mounting with black handle, front plate 45X54mm | http://datasheet.lovatoelectric.com/Rotary_cam_switches/ENG/7GN2051O48.pdf | Commutatore a camme serie 7GN, commutatore 1 polo da 20A in esecuzione modulare per montaggio su guida DIN con maniglia nera, mostrina 45X54mm | http://datasheet.lovatoelectric.com/Rotary_cam_switches/ITA/7GN2051O48.pdf | Łącznik krzywkowy serii 7GN, przełącznik sieci, 1 pole, 20A, wykonanie modułowe do montażu na szynie DIN 35mm, z czarnym pokrętłem i tabliczką 45x54mm | http://datasheet.lovatoelectric.com/Rotary_cam_switches/POL/7GN2051O48.pdf | Rotary cam switch 7GN series, changeover switch 1 pole 20A, modular service cover for 35mm DIN reail mounting with black handle, front plate 45X54mm | http://datasheet.lovatoelectric.com/Rotary_cam_switches/RON/7GN2051O48.pdf
7GN2051P |  |  | Enclosed rotary cam switch 7GN series, changeover switch 1 pole 20A in plastic enclosure 75X75mm with black handle | http://datasheet.lovatoelectric.com/Rotary_cam_switches/ENG/7GN2051P.pdf | Commutatore a camme serie 7GN, commutatore 1 polo da 20A in cassetta plastica 75X75mm con maniglia nera | http://datasheet.lovatoelectric.com/Rotary_cam_switches/ITA/7GN2051P.pdf | Łącznik krzywkowy serii 7GN, przełącznik sieci, 1 pole, 20A, w obudowie 75x75mm i czarnym pokrętłem | http://datasheet.lovatoelectric.com/Rotary_cam_switches/POL/7GN2051P.pdf | Enclosed rotary cam switch 7GN series, changeover switch 1 pole 20A in plastic enclosure 75X75mm with black handle | http://datasheet.lovatoelectric.com/Rotary_cam_switches/RON/7GN2051P.pdf
7GN2051U |  |  | Rotary cam switch 7GN series, changeover switch 1 pole 20A, for front mounting with black handle, front plate 48X48mm | http://datasheet.lovatoelectric.com/Rotary_cam_switches/ENG/7GN2051U.pdf | Commutatore a camme serie 7GN, commutatore 1 polo da 20A in esecuzione per montaggio frontale con maniglia nera, mostrina 48X48mm | http://datasheet.lovatoelectric.com/Rotary_cam_switches/ITA/7GN2051U.pdf | Łącznik krzywkowy serii 7GN, przełącznik sieci, 1 pole, 20A, do montażu tablicowego, z czarnym pokrętłem i tabliczką 48x48mm | http://datasheet.lovatoelectric.com/Rotary_cam_switches/POL/7GN2051U.pdf | Rotary cam switch 7GN series, changeover switch 1 pole 20A, for front mounting with black handle, front plate 48X48mm | http://datasheet.lovatoelectric.com/Rotary_cam_switches/RON/7GN2051U.pdf
7GN2051U11 |  |  | Rotary cam switch 7GN series, changeover switch 1 pole 20A, for front mounting with black handle without front plate for hole Ø22mm fixing | http://datasheet.lovatoelectric.com/Rotary_cam_switches/ENG/7GN2051U11.pdf | Commutatore a camme serie 7GN, commutatore 1 polo da 20A in esecuzione per montaggio frontale con maniglia nera senza mostrina con fissaggio foro diametro 22mm | http://datasheet.lovatoelectric.com/Rotary_cam_switches/ITA/7GN2051U11.pdf | Łącznik krzywkowy serii 7GN, przełącznik sieci, 1 pole, 20A, do montażu tablicowego w otworze 22mm, z czarnym pokrętłem bez tabliczki | http://datasheet.lovatoelectric.com/Rotary_cam_switches/POL/7GN2051U11.pdf | Rotary cam switch 7GN series, changeover switch 1 pole 20A, for front mounting with black handle without front plate for hole Ø22mm fixing | http://datasheet.lovatoelectric.com/Rotary_cam_switches/RON/7GN2051U11.pdf
7GN2051U12 |  |  | Rotary cam switch 7GN series, changeover switch 1 pole 20A, for front mounting without front plate with key operation for hole Ø22mm fixing | http://datasheet.lovatoelectric.com/Rotary_cam_switches/ENG/7GN2051U12.pdf | Commutatore a camme serie 7GN, commutatore 1 polo da 20A in esecuzione per montaggio frontale senza mostrina con comando a chiave e fissaggio foro diametro 22mm | http://datasheet.lovatoelectric.com/Rotary_cam_switches/ITA/7GN2051U12.pdf | Łącznik krzywkowy serii 7GN, przełącznik sieci, 1 pole, 20A, do montażu tablicowego w otworze 22mm, sterowanie kluczem, bez tabliczki | http://datasheet.lovatoelectric.com/Rotary_cam_switches/POL/7GN2051U12.pdf | Rotary cam switch 7GN series, changeover switch 1 pole 20A, for front mounting without front plate with key operation for hole Ø22mm fixing | http://datasheet.lovatoelectric.com/Rotary_cam_switches/RON/7GN2051U12.pdf
7GN2051U47 |  |  | Rotary cam switch 7GN series, changeover switch 1 pole 20A, for snap on front mounting with black handle for hole Ø22mm fixing, front plate 48X48mm | http://datasheet.lovatoelectric.com/Rotary_cam_switches/ENG/7GN2051U47.pdf | Commutatore a camme serie 7GN, commutatore 1 polo da 20A in esecuzione per montaggio frontale con maniglia nera e fissaggio a scatto per foro diametro 22mm, mostrina 48X48mm | http://datasheet.lovatoelectric.com/Rotary_cam_switches/ITA/7GN2051U47.pdf | Łącznik krzywkowy serii 7GN, przełącznik sieci, 1 pole, 20A, do montażu tablicowego w otworze 22mm z czarnym pokrętłem, montowanym na zatrzask do korpusu i tabliczką 48x48mm | http://datasheet.lovatoelectric.com/Rotary_cam_switches/POL/7GN2051U47.pdf | Rotary cam switch 7GN series, changeover switch 1 pole 20A, for snap on front mounting with black handle for hole Ø22mm fixing, front plate 48X48mm | http://datasheet.lovatoelectric.com/Rotary_cam_switches/RON/7GN2051U47.pdf
7GN2052O |  |  | Rotary cam switch 7GN series, changeover switch 2 poles 20A, for rear mounting with black handle, front plate 48X48mm | http://datasheet.lovatoelectric.com/Rotary_cam_switches/ENG/7GN2052O.pdf | Commutatore a camme serie 7GN, commutatore 2 poli da 20A in esecuzione per montaggio a fondo quadro con maniglia nera, mostrina 48X48mm | http://datasheet.lovatoelectric.com/Rotary_cam_switches/ITA/7GN2052O.pdf | Łącznik krzywkowy serii 7GN, przełącznik sieci, 2 pola, 20A, do montażu wewnątrz szafy z czarnym pokrętłem i tabliczką 48x48mm | http://datasheet.lovatoelectric.com/Rotary_cam_switches/POL/7GN2052O.pdf | Rotary cam switch 7GN series, changeover switch 2 poles 20A, for rear mounting with black handle, front plate 48X48mm | http://datasheet.lovatoelectric.com/Rotary_cam_switches/RON/7GN2052O.pdf
7GN2052O48 |  |  | Rotary cam switch 7GN series, changeover switch 2 poles 20A, modular service cover for 35mm DIN reail mounting with black handle, front plate 45X54mm | http://datasheet.lovatoelectric.com/Rotary_cam_switches/ENG/7GN2052O48.pdf | Commutatore a camme serie 7GN, commutatore 2 poli da 20A in esecuzione modulare per montaggio su guida DIN con maniglia nera, mostrina 45X54mm | http://datasheet.lovatoelectric.com/Rotary_cam_switches/ITA/7GN2052O48.pdf | Łącznik krzywkowy serii 7GN, przełącznik sieci, 2 pola, 20A, wykonanie modułowe do montażu na szynie DIN 35mm, z czarnym pokrętłem i tabliczką 45x54mm | http://datasheet.lovatoelectric.com/Rotary_cam_switches/POL/7GN2052O48.pdf | Rotary cam switch 7GN series, changeover switch 2 poles 20A, modular service cover for 35mm DIN reail mounting with black handle, front plate 45X54mm | http://datasheet.lovatoelectric.com/Rotary_cam_switches/RON/7GN2052O48.pdf
7GN2052P |  |  | Enclosed rotary cam switch 7GN series, changeover switch 2 poles 20A in plastic enclosure 75X75mm with black handle | http://datasheet.lovatoelectric.com/Rotary_cam_switches/ENG/7GN2052P.pdf | Commutatore a camme serie 7GN, commutatore 2 poli da 20A in cassetta plastica 75X75mm con maniglia nera | http://datasheet.lovatoelectric.com/Rotary_cam_switches/ITA/7GN2052P.pdf | Łącznik krzywkowy serii 7GN, przełącznik sieci, 2 pola, 20A, w obudowie 75x75mm i czarnym pokrętłem | http://datasheet.lovatoelectric.com/Rotary_cam_switches/POL/7GN2052P.pdf | Enclosed rotary cam switch 7GN series, changeover switch 2 poles 20A in plastic enclosure 75X75mm with black handle | http://datasheet.lovatoelectric.com/Rotary_cam_switches/RON/7GN2052P.pdf
7GN2052U | 7GN2052U.JPG | http://datasheet.lovatoelectric.com/Rotary_cam_switches/products_images/7GN2052U.JPG | Rotary cam switch 7GN series, changeover switch 2 poles 20A, for front mounting with black handle, front plate 48X48mm | http://datasheet.lovatoelectric.com/Rotary_cam_switches/ENG/7GN2052U.pdf | Commutatore a camme serie 7GN, commutatore 2 poli da 20A in esecuzione per montaggio frontale con maniglia nera, mostrina 48X48mm | http://datasheet.lovatoelectric.com/Rotary_cam_switches/ITA/7GN2052U.pdf | Łącznik krzywkowy serii 7GN, przełącznik sieci, 2 pola, 20A, do montażu tablicowego, z czarnym pokrętłem i tabliczką 48x48mm | http://datasheet.lovatoelectric.com/Rotary_cam_switches/POL/7GN2052U.pdf | Rotary cam switch 7GN series, changeover switch 2 poles 20A, for front mounting with black handle, front plate 48X48mm | http://datasheet.lovatoelectric.com/Rotary_cam_switches/RON/7GN2052U.pdf
7GN2052U11 |  |  | Rotary cam switch 7GN series, changeover switch 2 poles 20A, for front mounting with black handle without front plate for hole Ø22mm fixing | http://datasheet.lovatoelectric.com/Rotary_cam_switches/ENG/7GN2052U11.pdf | Commutatore a camme serie 7GN, commutatore 2 poli da 20A in esecuzione per montaggio frontale con maniglia nera senza mostrina con fissaggio foro diametro 22mm | http://datasheet.lovatoelectric.com/Rotary_cam_switches/ITA/7GN2052U11.pdf | Łącznik krzywkowy serii 7GN, przełącznik sieci, 2 pola, 20A, do montażu tablicowego w otworze 22mm, z czarnym pokrętłem bez tabliczki | http://datasheet.lovatoelectric.com/Rotary_cam_switches/POL/7GN2052U11.pdf | Rotary cam switch 7GN series, changeover switch 2 poles 20A, for front mounting with black handle without front plate for hole Ø22mm fixing | http://datasheet.lovatoelectric.com/Rotary_cam_switches/RON/7GN2052U11.pdf
7GN2052U12 |  |  | Rotary cam switch 7GN series, changeover switch 2 poles 20A, for front mounting without front plate with key operation for hole Ø22mm fixing | http://datasheet.lovatoelectric.com/Rotary_cam_switches/ENG/7GN2052U12.pdf | Commutatore a camme serie 7GN, commutatore 2 poli da 20A in esecuzione per montaggio frontale senza mostrina con comando a chiave e fissaggio foro diametro 22mm | http://datasheet.lovatoelectric.com/Rotary_cam_switches/ITA/7GN2052U12.pdf | Łącznik krzywkowy serii 7GN, przełącznik sieci, 2 pola, 20A, do montażu tablicowego w otworze 22mm, sterowanie kluczem, bez tabliczki | http://datasheet.lovatoelectric.com/Rotary_cam_switches/POL/7GN2052U12.pdf | Rotary cam switch 7GN series, changeover switch 2 poles 20A, for front mounting without front plate with key operation for hole Ø22mm fixing | http://datasheet.lovatoelectric.com/Rotary_cam_switches/RON/7GN2052U12.pdf
7GN2052U47 |  |  | Rotary cam switch 7GN series, changeover switch 2 poles 20A, for snap on front mounting with black handle for hole Ø22mm fixing, front plate 48X48mm | http://datasheet.lovatoelectric.com/Rotary_cam_switches/ENG/7GN2052U47.pdf | Commutatore a camme serie 7GN, commutatore 2 poli da 20A in esecuzione per montaggio frontale con maniglia nera e fissaggio a scatto per foro diametro 22mm, mostrina 48X48mm | http://datasheet.lovatoelectric.com/Rotary_cam_switches/ITA/7GN2052U47.pdf | Łącznik krzywkowy serii 7GN, przełącznik sieci, 2 pola, 20A, do montażu tablicowego w otworze 22mm z czarnym pokrętłem, montowanym na zatrzask do korpusu i tabliczką 48x48mm | http://datasheet.lovatoelectric.com/Rotary_cam_switches/POL/7GN2052U47.pdf | Rotary cam switch 7GN series, changeover switch 2 poles 20A, for snap on front mounting with black handle for hole Ø22mm fixing, front plate 48X48mm | http://datasheet.lovatoelectric.com/Rotary_cam_switches/RON/7GN2052U47.pdf
7GN2053O |  |  | Rotary cam switch 7GN series, changeover switch 3 poles 20A, for rear mounting with black handle, front plate 48X48mm | http://datasheet.lovatoelectric.com/Rotary_cam_switches/ENG/7GN2053O.pdf | Commutatore a camme serie 7GN, commutatore 3 poli da 20A in esecuzione per montaggio a fondo quadro con maniglia nera, mostrina 48X48mm | http://datasheet.lovatoelectric.com/Rotary_cam_switches/ITA/7GN2053O.pdf | Łącznik krzywkowy serii 7GN, przełącznik sieci, 3 pola, 20A, do montażu wewnątrz szafy z czarnym pokrętłem i tabliczką 48x48mm | http://datasheet.lovatoelectric.com/Rotary_cam_switches/POL/7GN2053O.pdf | Rotary cam switch 7GN series, changeover switch 3 poles 20A, for rear mounting with black handle, front plate 48X48mm | http://datasheet.lovatoelectric.com/Rotary_cam_switches/RON/7GN2053O.pdf
7GN2053O48 |  |  | Rotary cam switch 7GN series, changeover switch 3 poles 20A, modular service cover for 35mm DIN reail mounting with black handle, front plate 45X54mm | http://datasheet.lovatoelectric.com/Rotary_cam_switches/ENG/7GN2053O48.pdf | Commutatore a camme serie 7GN, commutatore 3 poli da 20A in esecuzione modulare per montaggio su guida DIN con maniglia nera, mostrina 45X54mm | http://datasheet.lovatoelectric.com/Rotary_cam_switches/ITA/7GN2053O48.pdf | Łącznik krzywkowy serii 7GN, przełącznik sieci, 3 pola, 20A, wykonanie modułowe do montażu na szynie DIN 35mm, z czarnym pokrętłem i tabliczką 45x54mm | http://datasheet.lovatoelectric.com/Rotary_cam_switches/POL/7GN2053O48.pdf | Rotary cam switch 7GN series, changeover switch 3 poles 20A, modular service cover for 35mm DIN reail mounting with black handle, front plate 45X54mm | http://datasheet.lovatoelectric.com/Rotary_cam_switches/RON/7GN2053O48.pdf
7GN2053O98 |  |  |  | http://datasheet.lovatoelectric.com/Rotary_cam_switches/ENG/7GN2053O98.pdf |  | http://datasheet.lovatoelectric.com/Rotary_cam_switches/ITA/7GN2053O98.pdf |  | http://datasheet.lovatoelectric.com/Rotary_cam_switches/POL/7GN2053O98.pdf |  | http://datasheet.lovatoelectric.com/Rotary_cam_switches/RON/7GN2053O98.pdf
7GN2053P |  |  | Enclosed rotary cam switch 7GN series, changeover switch 3 poles 20A in plastic enclosure 75X75mm with black handle | http://datasheet.lovatoelectric.com/Rotary_cam_switches/ENG/7GN2053P.pdf | Commutatore a camme serie 7GN, commutatore 3 poli da 20A in cassetta plastica 75X75mm con maniglia nera | http://datasheet.lovatoelectric.com/Rotary_cam_switches/ITA/7GN2053P.pdf | Łącznik krzywkowy serii 7GN, przełącznik sieci, 3 pola, 20A, w obudowie 75x75mm i czarnym pokrętłem | http://datasheet.lovatoelectric.com/Rotary_cam_switches/POL/7GN2053P.pdf | Enclosed rotary cam switch 7GN series, changeover switch 3 poles 20A in plastic enclosure 75X75mm with black handle | http://datasheet.lovatoelectric.com/Rotary_cam_switches/RON/7GN2053P.pdf
7GN2053P25 |  |  |  | http://datasheet.lovatoelectric.com/Rotary_cam_switches/ENG/7GN2053P25.pdf |  | http://datasheet.lovatoelectric.com/Rotary_cam_switches/ITA/7GN2053P25.pdf |  | http://datasheet.lovatoelectric.com/Rotary_cam_switches/POL/7GN2053P25.pdf |  | http://datasheet.lovatoelectric.com/Rotary_cam_switches/RON/7GN2053P25.pdf
7GN2053U | 7GN2053U.jpg | http://datasheet.lovatoelectric.com/Rotary_cam_switches/products_images/7GN2053U.jpg | Rotary cam switch 7GN series, changeover switch 3 poles 20A, for front mounting with black handle, front plate 48X48mm | http://datasheet.lovatoelectric.com/Rotary_cam_switches/ENG/7GN2053U.pdf | Commutatore a camme serie 7GN, commutatore 3 poli da 20A in esecuzione per montaggio frontale con maniglia nera, mostrina 48X48mm | http://datasheet.lovatoelectric.com/Rotary_cam_switches/ITA/7GN2053U.pdf | Łącznik krzywkowy serii 7GN, przełącznik sieci, 3 pola, 20A, do montażu tablicowego, z czarnym pokrętłem i tabliczką 48x48mm | http://datasheet.lovatoelectric.com/Rotary_cam_switches/POL/7GN2053U.pdf | Rotary cam switch 7GN series, changeover switch 3 poles 20A, for front mounting with black handle, front plate 48X48mm | http://datasheet.lovatoelectric.com/Rotary_cam_switches/RON/7GN2053U.pdf
7GN2053U11 |  |  | Rotary cam switch 7GN series, changeover switch 3 poles 20A, for front mounting with black handle without front plate for hole Ø22mm fixing | http://datasheet.lovatoelectric.com/Rotary_cam_switches/ENG/7GN2053U11.pdf | Commutatore a camme serie 7GN, commutatore 3 poli da 20A in esecuzione per montaggio frontale con maniglia nera senza mostrina con fissaggio foro diametro 22mm | http://datasheet.lovatoelectric.com/Rotary_cam_switches/ITA/7GN2053U11.pdf | Łącznik krzywkowy serii 7GN, przełącznik sieci, 3 pola, 20A, do montażu tablicowego w otworze 22mm, z czarnym pokrętłem bez tabliczki | http://datasheet.lovatoelectric.com/Rotary_cam_switches/POL/7GN2053U11.pdf | Rotary cam switch 7GN series, changeover switch 3 poles 20A, for front mounting with black handle without front plate for hole Ø22mm fixing | http://datasheet.lovatoelectric.com/Rotary_cam_switches/RON/7GN2053U11.pdf
7GN2053U12 |  |  | Rotary cam switch 7GN series, changeover switch 3 poles 20A, for front mounting without front plate with key operation for hole Ø22mm fixing | http://datasheet.lovatoelectric.com/Rotary_cam_switches/ENG/7GN2053U12.pdf | Commutatore a camme serie 7GN, commutatore 3 poli da 20A in esecuzione per montaggio frontale senza mostrina con comando a chiave e fissaggio foro diametro 22mm | http://datasheet.lovatoelectric.com/Rotary_cam_switches/ITA/7GN2053U12.pdf | Łącznik krzywkowy serii 7GN, przełącznik sieci, 3 pola, 20A, do montażu tablicowego w otworze 22mm, sterowanie kluczem, bez tabliczki | http://datasheet.lovatoelectric.com/Rotary_cam_switches/POL/7GN2053U12.pdf | Rotary cam switch 7GN series, changeover switch 3 poles 20A, for front mounting without front plate with key operation for hole Ø22mm fixing | http://datasheet.lovatoelectric.com/Rotary_cam_switches/RON/7GN2053U12.pdf
7GN2053U47 |  |  | Rotary cam switch 7GN series, changeover switch 3 poles 20A, for snap on front mounting with black handle for hole Ø22mm fixing, front plate 48X48mm | http://datasheet.lovatoelectric.com/Rotary_cam_switches/ENG/7GN2053U47.pdf | Commutatore a camme serie 7GN, commutatore 3 poli da 20A in esecuzione per montaggio frontale con maniglia nera e fissaggio a scatto per foro diametro 22mm, mostrina 48X48mm | http://datasheet.lovatoelectric.com/Rotary_cam_switches/ITA/7GN2053U47.pdf | Łącznik krzywkowy serii 7GN, przełącznik sieci, 3 pola, 20A, do montażu tablicowego w otworze 22mm z czarnym pokrętłem, montowanym na zatrzask do korpusu i tabliczką 48x48mm | http://datasheet.lovatoelectric.com/Rotary_cam_switches/POL/7GN2053U47.pdf | Rotary cam switch 7GN series, changeover switch 3 poles 20A, for snap on front mounting with black handle for hole Ø22mm fixing, front plate 48X48mm | http://datasheet.lovatoelectric.com/Rotary_cam_switches/RON/7GN2053U47.pdf
7GN2053U65 |  |  |  | http://datasheet.lovatoelectric.com/Rotary_cam_switches/ENG/7GN2053U65.pdf |  | http://datasheet.lovatoelectric.com/Rotary_cam_switches/ITA/7GN2053U65.pdf |  | http://datasheet.lovatoelectric.com/Rotary_cam_switches/POL/7GN2053U65.pdf |  | http://datasheet.lovatoelectric.com/Rotary_cam_switches/RON/7GN2053U65.pdf
7GN2054O |  |  | Rotary cam switch 7GN series, changeover switch without 0, 1 pole 20A, for rear mounting with black handle, front plate 48X48mm | http://datasheet.lovatoelectric.com/Rotary_cam_switches/ENG/7GN2054O.pdf | Commutatore a camme serie 7GN, deviatore 1 polo da 20A in esecuzione per montaggio a fondo quadro con maniglia nera, mostrina 48X48mm | http://datasheet.lovatoelectric.com/Rotary_cam_switches/ITA/7GN2054O.pdf | Łącznik krzywkowy serii 7GN, przełącznik sieci bez 0, 1 pole, 20A, do montażu wewnątrz szafy z czarnym pokrętłem i tabliczką 48x48mm | http://datasheet.lovatoelectric.com/Rotary_cam_switches/POL/7GN2054O.pdf | Rotary cam switch 7GN series, changeover switch without 0, 1 pole 20A, for rear mounting with black handle, front plate 48X48mm | http://datasheet.lovatoelectric.com/Rotary_cam_switches/RON/7GN2054O.pdf
7GN2054O48 |  |  | Rotary cam switch 7GN series, changeover switch without 0, 1 pole 20A, modular service cover for 35mm DIN reail mounting with black handle, front plate 45X54mm | http://datasheet.lovatoelectric.com/Rotary_cam_switches/ENG/7GN2054O48.pdf | Commutatore a camme serie 7GN, deviatore 1 polo da 20A in esecuzione modulare per montaggio su guida DIN con maniglia nera, mostrina 45X54mm | http://datasheet.lovatoelectric.com/Rotary_cam_switches/ITA/7GN2054O48.pdf | Łącznik krzywkowy serii 7GN, przełącznik sieci bez 0, 1 pole, 20A, wykonanie modułowe do montażu na szynie DIN 35mm, z czarnym pokrętłem i tabliczką 45x54mm | http://datasheet.lovatoelectric.com/Rotary_cam_switches/POL/7GN2054O48.pdf | Rotary cam switch 7GN series, changeover switch without 0, 1 pole 20A, modular service cover for 35mm DIN reail mounting with black handle, front plate 45X54mm | http://datasheet.lovatoelectric.com/Rotary_cam_switches/RON/7GN2054O48.pdf
7GN2054P |  |  | Enclosed rotary cam switch 7GN series, changeover switch without 0, 1 pole 20A in plastic enclosure 75X75mm with black handle | http://datasheet.lovatoelectric.com/Rotary_cam_switches/ENG/7GN2054P.pdf | Commutatore a camme serie 7GN, deviatore 1 polo da 20A in cassetta plastica 75X75mm con maniglia nera | http://datasheet.lovatoelectric.com/Rotary_cam_switches/ITA/7GN2054P.pdf | Łącznik krzywkowy serii 7GN, przełącznik sieci bez 0, 1 pole, 20A, w obudowie 75x75mm i czarnym pokrętłem | http://datasheet.lovatoelectric.com/Rotary_cam_switches/POL/7GN2054P.pdf | Enclosed rotary cam switch 7GN series, changeover switch without 0, 1 pole 20A in plastic enclosure 75X75mm with black handle | http://datasheet.lovatoelectric.com/Rotary_cam_switches/RON/7GN2054P.pdf
7GN2054U |  |  | Rotary cam switch 7GN series, changeover switch without 0, 1 pole 20A, for front mounting with black handle, front plate 48X48mm | http://datasheet.lovatoelectric.com/Rotary_cam_switches/ENG/7GN2054U.pdf | Commutatore a camme serie 7GN, deviatore 1 polo da 20A in esecuzione per montaggio frontale con maniglia nera, mostrina 48X48mm | http://datasheet.lovatoelectric.com/Rotary_cam_switches/ITA/7GN2054U.pdf | Łącznik krzywkowy serii 7GN, przełącznik sieci bez 0, 1 pole, 20A, do montażu tablicowego, z czarnym pokrętłem i tabliczką 48x48mm | http://datasheet.lovatoelectric.com/Rotary_cam_switches/POL/7GN2054U.pdf | Rotary cam switch 7GN series, changeover switch without 0, 1 pole 20A, for front mounting with black handle, front plate 48X48mm | http://datasheet.lovatoelectric.com/Rotary_cam_switches/RON/7GN2054U.pdf
7GN2054U11 |  |  | Rotary cam switch 7GN series, changeover switch without 0, 1 pole 20A, for front mounting with black handle without front plate for hole Ø22mm fixing | http://datasheet.lovatoelectric.com/Rotary_cam_switches/ENG/7GN2054U11.pdf | Commutatore a camme serie 7GN, deviatore 1 polo da 20A in esecuzione per montaggio frontale con maniglia nera senza mostrina con fissaggio foro diametro 22mm | http://datasheet.lovatoelectric.com/Rotary_cam_switches/ITA/7GN2054U11.pdf | Łącznik krzywkowy serii 7GN, przełącznik sieci bez 0, 1 pole, 20A, do montażu tablicowego w otworze 22mm, z czarnym pokrętłem bez tabliczki | http://datasheet.lovatoelectric.com/Rotary_cam_switches/POL/7GN2054U11.pdf | Rotary cam switch 7GN series, changeover switch without 0, 1 pole 20A, for front mounting with black handle without front plate for hole Ø22mm fixing | http://datasheet.lovatoelectric.com/Rotary_cam_switches/RON/7GN2054U11.pdf
7GN2054U12 |  |  | Rotary cam switch 7GN series, changeover switch without 0, 1 pole 20A, for front mounting without front plate with key operation for hole Ø22mm fixing | http://datasheet.lovatoelectric.com/Rotary_cam_switches/ENG/7GN2054U12.pdf | Commutatore a camme serie 7GN, deviatore 1 polo da 20A in esecuzione per montaggio frontale senza mostrina con comando a chiave e fissaggio foro diametro 22mm | http://datasheet.lovatoelectric.com/Rotary_cam_switches/ITA/7GN2054U12.pdf | Łącznik krzywkowy serii 7GN, przełącznik sieci bez 0, 1 pole, 20A, do montażu tablicowego w otworze 22mm, sterowanie kluczem, bez tabliczki | http://datasheet.lovatoelectric.com/Rotary_cam_switches/POL/7GN2054U12.pdf | Rotary cam switch 7GN series, changeover switch without 0, 1 pole 20A, for front mounting without front plate with key operation for hole Ø22mm fixing | http://datasheet.lovatoelectric.com/Rotary_cam_switches/RON/7GN2054U12.pdf
7GN2054U47 |  |  | Rotary cam switch 7GN series, changeover switch without 0, 1 pole 20A, for snap on front mounting with black handle for hole Ø22mm fixing, front plate 48X48mm | http://datasheet.lovatoelectric.com/Rotary_cam_switches/ENG/7GN2054U47.pdf | Commutatore a camme serie 7GN, deviatore 1 polo da 20A in esecuzione per montaggio frontale con maniglia nera e fissaggio a scatto per foro diametro 22mm, mostrina 48X48mm | http://datasheet.lovatoelectric.com/Rotary_cam_switches/ITA/7GN2054U47.pdf | Łącznik krzywkowy serii 7GN, przełącznik sieci bez 0, 1 pole, 20A, do montażu tablicowego w otworze 22mm z czarnym pokrętłem, montowanym na zatrzask do korpusu i tabliczką 48x48mm | http://datasheet.lovatoelectric.com/Rotary_cam_switches/POL/7GN2054U47.pdf | Rotary cam switch 7GN series, changeover switch without 0, 1 pole 20A, for snap on front mounting with black handle for hole Ø22mm fixing, front plate 48X48mm | http://datasheet.lovatoelectric.com/Rotary_cam_switches/RON/7GN2054U47.pdf
7GN2055O |  |  | Rotary cam switch 7GN series, changeover switch without 0, 2 poles 20A, for rear mounting with black handle, front plate 48X48mm | http://datasheet.lovatoelectric.com/Rotary_cam_switches/ENG/7GN2055O.pdf | Commutatore a camme serie 7GN, deviatore 2 poli da 20A in esecuzione per montaggio a fondo quadro con maniglia nera, mostrina 48X48mm | http://datasheet.lovatoelectric.com/Rotary_cam_switches/ITA/7GN2055O.pdf | Łącznik krzywkowy serii 7GN, przełącznik sieci bez 0, 2 pola, 20A, do montażu wewnątrz szafy z czarnym pokrętłem i tabliczką 48x48mm | http://datasheet.lovatoelectric.com/Rotary_cam_switches/POL/7GN2055O.pdf | Rotary cam switch 7GN series, changeover switch without 0, 2 poles 20A, for rear mounting with black handle, front plate 48X48mm | http://datasheet.lovatoelectric.com/Rotary_cam_switches/RON/7GN2055O.pdf
7GN2055O48 |  |  | Rotary cam switch 7GN series, changeover switch without 0, 2 poles 20A, modular service cover for 35mm DIN reail mounting with black handle, front plate 45X54mm | http://datasheet.lovatoelectric.com/Rotary_cam_switches/ENG/7GN2055O48.pdf | Commutatore a camme serie 7GN, deviatore 2 poli da 20A in esecuzione modulare per montaggio su guida DIN con maniglia nera, mostrina 45X54mm | http://datasheet.lovatoelectric.com/Rotary_cam_switches/ITA/7GN2055O48.pdf | Łącznik krzywkowy serii 7GN, przełącznik sieci bez 0, 2 pola, 20A, wykonanie modułowe do montażu na szynie DIN 35mm, z czarnym pokrętłem i tabliczką 45x54mm | http://datasheet.lovatoelectric.com/Rotary_cam_switches/POL/7GN2055O48.pdf | Rotary cam switch 7GN series, changeover switch without 0, 2 poles 20A, modular service cover for 35mm DIN reail mounting with black handle, front plate 45X54mm | http://datasheet.lovatoelectric.com/Rotary_cam_switches/RON/7GN2055O48.pdf
7GN2055P |  |  | Enclosed rotary cam switch 7GN series, changeover switch without 0, 2 poles 20A in plastic enclosure 75X75mm with black handle | http://datasheet.lovatoelectric.com/Rotary_cam_switches/ENG/7GN2055P.pdf | Commutatore a camme serie 7GN, deviatore 2 poli da 20A in cassetta plastica 75X75mm con maniglia nera | http://datasheet.lovatoelectric.com/Rotary_cam_switches/ITA/7GN2055P.pdf | Łącznik krzywkowy serii 7GN, przełącznik sieci bez 0, 2 pola, 20A, w obudowie 75x75mm i czarnym pokrętłem | http://datasheet.lovatoelectric.com/Rotary_cam_switches/POL/7GN2055P.pdf | Enclosed rotary cam switch 7GN series, changeover switch without 0, 2 poles 20A in plastic enclosure 75X75mm with black handle | http://datasheet.lovatoelectric.com/Rotary_cam_switches/RON/7GN2055P.pdf
7GN2055U |  |  | Rotary cam switch 7GN series, changeover switch without 0, 2 poles 20A, for front mounting with black handle, front plate 48X48mm | http://datasheet.lovatoelectric.com/Rotary_cam_switches/ENG/7GN2055U.pdf | Commutatore a camme serie 7GN, deviatore 2 poli da 20A in esecuzione per montaggio frontale con maniglia nera, mostrina 48X48mm | http://datasheet.lovatoelectric.com/Rotary_cam_switches/ITA/7GN2055U.pdf | Łącznik krzywkowy serii 7GN, przełącznik sieci bez 0, 2 pola, 20A, do montażu tablicowego, z czarnym pokrętłem i tabliczką 48x48mm | http://datasheet.lovatoelectric.com/Rotary_cam_switches/POL/7GN2055U.pdf | Rotary cam switch 7GN series, changeover switch without 0, 2 poles 20A, for front mounting with black handle, front plate 48X48mm | http://datasheet.lovatoelectric.com/Rotary_cam_switches/RON/7GN2055U.pdf
7GN2055U11 |  |  | Rotary cam switch 7GN series, changeover switch without 0, 2 poles 20A, for front mounting with black handle without front plate for hole Ø22mm fixing | http://datasheet.lovatoelectric.com/Rotary_cam_switches/ENG/7GN2055U11.pdf | Commutatore a camme serie 7GN, deviatore 2 poli da 20A in esecuzione per montaggio frontale con maniglia nera senza mostrina con fissaggio foro diametro 22mm | http://datasheet.lovatoelectric.com/Rotary_cam_switches/ITA/7GN2055U11.pdf | Łącznik krzywkowy serii 7GN, przełącznik sieci bez 0, 2 pola, 20A, do montażu tablicowego w otworze 22mm, z czarnym pokrętłem bez tabliczki | http://datasheet.lovatoelectric.com/Rotary_cam_switches/POL/7GN2055U11.pdf | Rotary cam switch 7GN series, changeover switch without 0, 2 poles 20A, for front mounting with black handle without front plate for hole Ø22mm fixing | http://datasheet.lovatoelectric.com/Rotary_cam_switches/RON/7GN2055U11.pdf
7GN2055U12 |  |  | Rotary cam switch 7GN series, changeover switch without 0, 2 poles 20A, for front mounting without front plate with key operation for hole Ø22mm fixing | http://datasheet.lovatoelectric.com/Rotary_cam_switches/ENG/7GN2055U12.pdf | Commutatore a camme serie 7GN, deviatore 2 poli da 20A in esecuzione per montaggio frontale senza mostrina con comando a chiave e fissaggio foro diametro 22mm | http://datasheet.lovatoelectric.com/Rotary_cam_switches/ITA/7GN2055U12.pdf | Łącznik krzywkowy serii 7GN, przełącznik sieci bez 0, 2 pola, 20A, do montażu tablicowego w otworze 22mm, sterowanie kluczem, bez tabliczki | http://datasheet.lovatoelectric.com/Rotary_cam_switches/POL/7GN2055U12.pdf | Rotary cam switch 7GN series, changeover switch without 0, 2 poles 20A, for front mounting without front plate with key operation for hole Ø22mm fixing | http://datasheet.lovatoelectric.com/Rotary_cam_switches/RON/7GN2055U12.pdf
7GN2055U47 |  |  | Rotary cam switch 7GN series, changeover switch without 0, 2 poles 20A, for snap on front mounting with black handle for hole Ø22mm fixing, front plate 48X48mm | http://datasheet.lovatoelectric.com/Rotary_cam_switches/ENG/7GN2055U47.pdf | Commutatore a camme serie 7GN, deviatore 2 poli da 20A in esecuzione per montaggio frontale con maniglia nera e fissaggio a scatto per foro diametro 22mm, mostrina 48X48mm | http://datasheet.lovatoelectric.com/Rotary_cam_switches/ITA/7GN2055U47.pdf | Łącznik krzywkowy serii 7GN, przełącznik sieci bez 0, 2 pola, 20A, do montażu tablicowego w otworze 22mm z czarnym pokrętłem, montowanym na zatrzask do korpusu i tabliczką 48x48mm | http://datasheet.lovatoelectric.com/Rotary_cam_switches/POL/7GN2055U47.pdf | Rotary cam switch 7GN series, changeover switch without 0, 2 poles 20A, for snap on front mounting with black handle for hole Ø22mm fixing, front plate 48X48mm | http://datasheet.lovatoelectric.com/Rotary_cam_switches/RON/7GN2055U47.pdf
7GN2056O |  |  | Rotary cam switch 7GN series, changeover switch without 0, 3 poles 20A, for rear mounting with black handle, front plate 48X48mm | http://datasheet.lovatoelectric.com/Rotary_cam_switches/ENG/7GN2056O.pdf | Commutatore a camme serie 7GN, deviatore 3 poli da 20A in esecuzione per montaggio a fondo quadro con maniglia nera, mostrina 48X48mm | http://datasheet.lovatoelectric.com/Rotary_cam_switches/ITA/7GN2056O.pdf | Łącznik krzywkowy serii 7GN, przełącznik sieci bez 0, 3 pola, 20A, do montażu wewnątrz szafy z czarnym pokrętłem i tabliczką 48x48mm | http://datasheet.lovatoelectric.com/Rotary_cam_switches/POL/7GN2056O.pdf | Rotary cam switch 7GN series, changeover switch without 0, 3 poles 20A, for rear mounting with black handle, front plate 48X48mm | http://datasheet.lovatoelectric.com/Rotary_cam_switches/RON/7GN2056O.pdf
7GN2056O48 |  |  | Rotary cam switch 7GN series, changeover switch without 0, 3 poles 20A, modular service cover for 35mm DIN reail mounting with black handle, front plate 45X54mm | http://datasheet.lovatoelectric.com/Rotary_cam_switches/ENG/7GN2056O48.pdf | Commutatore a camme serie 7GN, deviatore 3 poli da 20A in esecuzione modulare per montaggio su guida DIN con maniglia nera, mostrina 45X54mm | http://datasheet.lovatoelectric.com/Rotary_cam_switches/ITA/7GN2056O48.pdf | Łącznik krzywkowy serii 7GN, przełącznik sieci bez 0, 3 pola, 20A, wykonanie modułowe do montażu na szynie DIN 35mm, z czarnym pokrętłem i tabliczką 45x54mm | http://datasheet.lovatoelectric.com/Rotary_cam_switches/POL/7GN2056O48.pdf | Rotary cam switch 7GN series, changeover switch without 0, 3 poles 20A, modular service cover for 35mm DIN reail mounting with black handle, front plate 45X54mm | http://datasheet.lovatoelectric.com/Rotary_cam_switches/RON/7GN2056O48.pdf
7GN2056P |  |  | Enclosed rotary cam switch 7GN series, changeover switch without 0, 3 poles 20A in plastic enclosure 75X75mm with black handle | http://datasheet.lovatoelectric.com/Rotary_cam_switches/ENG/7GN2056P.pdf | Commutatore a camme serie 7GN, deviatore 3 poli da 20A in cassetta plastica 75X75mm con maniglia nera | http://datasheet.lovatoelectric.com/Rotary_cam_switches/ITA/7GN2056P.pdf | Łącznik krzywkowy serii 7GN, przełącznik sieci bez 0, 3 pola, 20A, w obudowie 75x75mm i czarnym pokrętłem | http://datasheet.lovatoelectric.com/Rotary_cam_switches/POL/7GN2056P.pdf | Enclosed rotary cam switch 7GN series, changeover switch without 0, 3 poles 20A in plastic enclosure 75X75mm with black handle | http://datasheet.lovatoelectric.com/Rotary_cam_switches/RON/7GN2056P.pdf
7GN2056U |  |  | Rotary cam switch 7GN series, changeover switch without 0, 3 poles 20A, for front mounting with black handle, front plate 48X48mm | http://datasheet.lovatoelectric.com/Rotary_cam_switches/ENG/7GN2056U.pdf | Commutatore a camme serie 7GN, deviatore 3 poli da 20A in esecuzione per montaggio frontale con maniglia nera, mostrina 48X48mm | http://datasheet.lovatoelectric.com/Rotary_cam_switches/ITA/7GN2056U.pdf | Łącznik krzywkowy serii 7GN, przełącznik sieci bez 0, 3 pola, 20A, do montażu tablicowego, z czarnym pokrętłem i tabliczką 48x48mm | http://datasheet.lovatoelectric.com/Rotary_cam_switches/POL/7GN2056U.pdf | Rotary cam switch 7GN series, changeover switch without 0, 3 poles 20A, for front mounting with black handle, front plate 48X48mm | http://datasheet.lovatoelectric.com/Rotary_cam_switches/RON/7GN2056U.pdf
7GN2056U11 |  |  | Rotary cam switch 7GN series, changeover switch without 0, 3 poles 20A, for front mounting with black handle without front plate for hole Ø22mm fixing | http://datasheet.lovatoelectric.com/Rotary_cam_switches/ENG/7GN2056U11.pdf | Commutatore a camme serie 7GN, deviatore 3 poli da 20A in esecuzione per montaggio frontale con maniglia nera senza mostrina con fissaggio foro diametro 22mm | http://datasheet.lovatoelectric.com/Rotary_cam_switches/ITA/7GN2056U11.pdf | Łącznik krzywkowy serii 7GN, przełącznik sieci bez 0, 3 pola, 20A, do montażu tablicowego w otworze 22mm, z czarnym pokrętłem bez tabliczki | http://datasheet.lovatoelectric.com/Rotary_cam_switches/POL/7GN2056U11.pdf | Rotary cam switch 7GN series, changeover switch without 0, 3 poles 20A, for front mounting with black handle without front plate for hole Ø22mm fixing | http://datasheet.lovatoelectric.com/Rotary_cam_switches/RON/7GN2056U11.pdf
7GN2056U12 |  |  | Rotary cam switch 7GN series, changeover switch without 0, 3 poles 20A, for front mounting without front plate with key operation for hole Ø22mm fixing | http://datasheet.lovatoelectric.com/Rotary_cam_switches/ENG/7GN2056U12.pdf | Commutatore a camme serie 7GN, deviatore 3 poli da 20A in esecuzione per montaggio frontale senza mostrina con comando a chiave e fissaggio foro diametro 22mm | http://datasheet.lovatoelectric.com/Rotary_cam_switches/ITA/7GN2056U12.pdf | Łącznik krzywkowy serii 7GN, przełącznik sieci bez 0, 3 pola, 20A, do montażu tablicowego w otworze 22mm, sterowanie kluczem, bez tabliczki | http://datasheet.lovatoelectric.com/Rotary_cam_switches/POL/7GN2056U12.pdf | Rotary cam switch 7GN series, changeover switch without 0, 3 poles 20A, for front mounting without front plate with key operation for hole Ø22mm fixing | http://datasheet.lovatoelectric.com/Rotary_cam_switches/RON/7GN2056U12.pdf
7GN2056U47 |  |  | Rotary cam switch 7GN series, changeover switch without 0, 3 poles 20A, for snap on front mounting with black handle for hole Ø22mm fixing, front plate 48X48mm | http://datasheet.lovatoelectric.com/Rotary_cam_switches/ENG/7GN2056U47.pdf | Commutatore a camme serie 7GN, deviatore 3 poli da 20A in esecuzione per montaggio frontale con maniglia nera e fissaggio a scatto per foro diametro 22mm, mostrina 48X48mm | http://datasheet.lovatoelectric.com/Rotary_cam_switches/ITA/7GN2056U47.pdf | Łącznik krzywkowy serii 7GN, przełącznik sieci bez 0, 3 pola, 20A, do montażu tablicowego w otworze 22mm z czarnym pokrętłem, montowanym na zatrzask do korpusu i tabliczką 48x48mm | http://datasheet.lovatoelectric.com/Rotary_cam_switches/POL/7GN2056U47.pdf | Rotary cam switch 7GN series, changeover switch without 0, 3 poles 20A, for snap on front mounting with black handle for hole Ø22mm fixing, front plate 48X48mm | http://datasheet.lovatoelectric.com/Rotary_cam_switches/RON/7GN2056U47.pdf
7GN2066O |  |  | Rotary cam switch 7GN series, voltmeter switch for phase-neutral and phase-phase voltages 20A, for rear mounting with black handle, front plate 48X48mm | http://datasheet.lovatoelectric.com/Rotary_cam_switches/ENG/7GN2066O.pdf | Commutatore a camme serie 7GN, commutatore voltmetrico per tensioni di fase e concatenate da 20A in esecuzione per montaggio a fondo quadro con maniglia nera, mostrina 48X48mm | http://datasheet.lovatoelectric.com/Rotary_cam_switches/ITA/7GN2066O.pdf | Łącznik krzywkowy serii 7GN, przełącznik woltomierzy, napięcia fazowe i międzyfazowe, 20A, do montażu wewnątrz szafy z czarnym pokrętłem i tabliczką 48x48mm | http://datasheet.lovatoelectric.com/Rotary_cam_switches/POL/7GN2066O.pdf | Rotary cam switch 7GN series, voltmeter switch for phase-neutral and phase-phase voltages 20A, for rear mounting with black handle, front plate 48X48mm | http://datasheet.lovatoelectric.com/Rotary_cam_switches/RON/7GN2066O.pdf
7GN2066O48 |  |  | Rotary cam switch 7GN series, voltmeter switch for phase-neutral and phase-phase voltages 20A, modular service cover for 35mm DIN reail mounting with black handle, front plate 45X54mm | http://datasheet.lovatoelectric.com/Rotary_cam_switches/ENG/7GN2066O48.pdf | Commutatore a camme serie 7GN, commutatore voltmetrico per tensioni di fase e concatenate da 20A in esecuzione modulare per montaggio su guida DIN con maniglia nera, mostrina 45X54mm | http://datasheet.lovatoelectric.com/Rotary_cam_switches/ITA/7GN2066O48.pdf | Łącznik krzywkowy serii 7GN, przełącznik woltomierzy, napięcia fazowe i międzyfazowe, 20A, wykonanie modułowe do montażu na szynie DIN 35mm, z czarnym pokrętłem i tabliczką 45x54mm | http://datasheet.lovatoelectric.com/Rotary_cam_switches/POL/7GN2066O48.pdf | Rotary cam switch 7GN series, voltmeter switch for phase-neutral and phase-phase voltages 20A, modular service cover for 35mm DIN reail mounting with black handle, front plate 45X54mm | http://datasheet.lovatoelectric.com/Rotary_cam_switches/RON/7GN2066O48.pdf
7GN2066U |  |  | Rotary cam switch 7GN series, voltmeter switch for phase-neutral and phase-phase voltages 20A, for front mounting with black handle, front plate 48X48mm | http://datasheet.lovatoelectric.com/Rotary_cam_switches/ENG/7GN2066U.pdf | Commutatore a camme serie 7GN, commutatore voltmetrico per tensioni di fase e concatenate da 20A in esecuzione per montaggio frontale con maniglia nera, mostrina 48X48mm | http://datasheet.lovatoelectric.com/Rotary_cam_switches/ITA/7GN2066U.pdf | Łącznik krzywkowy serii 7GN, przełącznik woltomierzy, napięcia fazowe i międzyfazowe, 20A, do montażu tablicowego, z czarnym pokrętłem i tabliczką 48x48mm | http://datasheet.lovatoelectric.com/Rotary_cam_switches/POL/7GN2066U.pdf | Rotary cam switch 7GN series, voltmeter switch for phase-neutral and phase-phase voltages 20A, for front mounting with black handle, front plate 48X48mm | http://datasheet.lovatoelectric.com/Rotary_cam_switches/RON/7GN2066U.pdf
7GN2066U47 |  |  | Rotary cam switch 7GN series, voltmeter switch for phase-neutral and phase-phase voltages 20A, for snap on front mounting with black handle for hole Ø22mm fixing, front plate 48X48mm | http://datasheet.lovatoelectric.com/Rotary_cam_switches/ENG/7GN2066U47.pdf | Commutatore a camme serie 7GN, commutatore voltmetrico per tensioni di fase e concatenate da 20A in esecuzione per montaggio frontale con maniglia nera e fissaggio a scatto per foro diametro 22mm, mostrina 48X48mm | http://datasheet.lovatoelectric.com/Rotary_cam_switches/ITA/7GN2066U47.pdf | Łącznik krzywkowy serii 7GN, przełącznik woltomierzy, napięcia fazowe i międzyfazowe, 20A, do montażu tablicowego w otworze 22mm z czarnym pokrętłem, montowanym na zatrzask do korpusu i tabliczką 48x48mm | http://datasheet.lovatoelectric.com/Rotary_cam_switches/POL/7GN2066U47.pdf | Rotary cam switch 7GN series, voltmeter switch for phase-neutral and phase-phase voltages 20A, for snap on front mounting with black handle for hole Ø22mm fixing, front plate 48X48mm | http://datasheet.lovatoelectric.com/Rotary_cam_switches/RON/7GN2066U47.pdf
7GN2067O |  |  | Rotary cam switch 7GN series, voltmeter switch for phase-phase voltages 20A, for rear mounting with black handle, front plate 48X48mm | http://datasheet.lovatoelectric.com/Rotary_cam_switches/ENG/7GN2067O.pdf | Commutatore a camme serie 7GN, commutatore voltmetrico per tensioni concatenate da 20A in esecuzione per montaggio a fondo quadro con maniglia nera, mostrina 48X48mm | http://datasheet.lovatoelectric.com/Rotary_cam_switches/ITA/7GN2067O.pdf | Łącznik krzywkowy serii 7GN, przełącznik woltomierzy, napięcia międzyfazowe, 20A, do montażu wewnątrz szafy z czarnym pokrętłem i tabliczką 48x48mm | http://datasheet.lovatoelectric.com/Rotary_cam_switches/POL/7GN2067O.pdf | Rotary cam switch 7GN series, voltmeter switch for phase-phase voltages 20A, for rear mounting with black handle, front plate 48X48mm | http://datasheet.lovatoelectric.com/Rotary_cam_switches/RON/7GN2067O.pdf
7GN2067O48 |  |  | Rotary cam switch 7GN series, voltmeter switch for phase-phase voltages 20A, modular service cover for 35mm DIN reail mounting with black handle, front plate 45X54mm | http://datasheet.lovatoelectric.com/Rotary_cam_switches/ENG/7GN2067O48.pdf | Commutatore a camme serie 7GN, commutatore voltmetrico per tensioni concatenate da 20A in esecuzione modulare per montaggio su guida DIN con maniglia nera, mostrina 45X54mm | http://datasheet.lovatoelectric.com/Rotary_cam_switches/ITA/7GN2067O48.pdf | Łącznik krzywkowy serii 7GN, przełącznik woltomierzy, napięcia międzyfazowe, 20A, wykonanie modułowe do montażu na szynie DIN 35mm, z czarnym pokrętłem i tabliczką 45x54mm | http://datasheet.lovatoelectric.com/Rotary_cam_switches/POL/7GN2067O48.pdf | Rotary cam switch 7GN series, voltmeter switch for phase-phase voltages 20A, modular service cover for 35mm DIN reail mounting with black handle, front plate 45X54mm | http://datasheet.lovatoelectric.com/Rotary_cam_switches/RON/7GN2067O48.pdf
7GN2067U | 7GN2067U.jpg | http://datasheet.lovatoelectric.com/Rotary_cam_switches/products_images/7GN2067U.jpg | Rotary cam switch 7GN series, voltmeter switch for phase-phase voltages 20A, for front mounting with black handle, front plate 48X48mm | http://datasheet.lovatoelectric.com/Rotary_cam_switches/ENG/7GN2067U.pdf | Commutatore a camme serie 7GN, commutatore voltmetrico per tensioni concatenate da 20A in esecuzione per montaggio frontale con maniglia nera, mostrina 48X48mm | http://datasheet.lovatoelectric.com/Rotary_cam_switches/ITA/7GN2067U.pdf | Łącznik krzywkowy serii 7GN, przełącznik woltomierzy, napięcia międzyfazowe, 20A, do montażu tablicowego, z czarnym pokrętłem i tabliczką 48x48mm | http://datasheet.lovatoelectric.com/Rotary_cam_switches/POL/7GN2067U.pdf | Rotary cam switch 7GN series, voltmeter switch for phase-phase voltages 20A, for front mounting with black handle, front plate 48X48mm | http://datasheet.lovatoelectric.com/Rotary_cam_switches/RON/7GN2067U.pdf
7GN2067U47 |  |  | Rotary cam switch 7GN series, voltmeter switch for phase-phase voltages 20A, for snap on front mounting with black handle for hole Ø22mm fixing, front plate 48X48mm | http://datasheet.lovatoelectric.com/Rotary_cam_switches/ENG/7GN2067U47.pdf | Commutatore a camme serie 7GN, commutatore voltmetrico per tensioni concatenate da 20A in esecuzione per montaggio frontale con maniglia nera e fissaggio a scatto per foro diametro 22mm, mostrina 48X48mm | http://datasheet.lovatoelectric.com/Rotary_cam_switches/ITA/7GN2067U47.pdf | Łącznik krzywkowy serii 7GN, przełącznik woltomierzy, napięcia międzyfazowe, 20A, do montażu tablicowego w otworze 22mm z czarnym pokrętłem, montowanym na zatrzask do korpusu i tabliczką 48x48mm | http://datasheet.lovatoelectric.com/Rotary_cam_switches/POL/7GN2067U47.pdf | Rotary cam switch 7GN series, voltmeter switch for phase-phase voltages 20A, for snap on front mounting with black handle for hole Ø22mm fixing, front plate 48X48mm | http://datasheet.lovatoelectric.com/Rotary_cam_switches/RON/7GN2067U47.pdf
7GN2068O |  |  | Rotary cam switch 7GN series, voltmeter switch for phase-neutral voltages 20A, for rear mounting with black handle, front plate 48X48mm | http://datasheet.lovatoelectric.com/Rotary_cam_switches/ENG/7GN2068O.pdf | Commutatore a camme serie 7GN, commutatore voltmetrico per tensioni di fase da 20A in esecuzione per montaggio a fondo quadro con maniglia nera, mostrina 48X48mm | http://datasheet.lovatoelectric.com/Rotary_cam_switches/ITA/7GN2068O.pdf | Łącznik krzywkowy serii 7GN, przełącznik woltomierzy, napięcia fazowe, 20A, do montażu wewnątrz szafy z czarnym pokrętłem i tabliczką 48x48mm | http://datasheet.lovatoelectric.com/Rotary_cam_switches/POL/7GN2068O.pdf | Rotary cam switch 7GN series, voltmeter switch for phase-neutral voltages 20A, for rear mounting with black handle, front plate 48X48mm | http://datasheet.lovatoelectric.com/Rotary_cam_switches/RON/7GN2068O.pdf
7GN2068O48 |  |  | Rotary cam switch 7GN series, voltmeter switch phase-neutral voltages 20A, modular service cover for 35mm DIN reail mounting with black handle, front plate 45X54mm | http://datasheet.lovatoelectric.com/Rotary_cam_switches/ENG/7GN2068O48.pdf | Commutatore a camme serie 7GN, commutatore voltmetrico per tensioni di fase da 20A in esecuzione modulare per montaggio su guida DIN con maniglia nera, mostrina 45X54mm | http://datasheet.lovatoelectric.com/Rotary_cam_switches/ITA/7GN2068O48.pdf | Łącznik krzywkowy serii 7GN, przełącznik woltomierzy, napięcia fazowe, 20A, wykonanie modułowe do montażu na szynie DIN 35mm, z czarnym pokrętłem i tabliczką 45x54mm | http://datasheet.lovatoelectric.com/Rotary_cam_switches/POL/7GN2068O48.pdf | Rotary cam switch 7GN series, voltmeter switch phase-neutral voltages 20A, modular service cover for 35mm DIN reail mounting with black handle, front plate 45X54mm | http://datasheet.lovatoelectric.com/Rotary_cam_switches/RON/7GN2068O48.pdf
7GN2068U |  |  | Rotary cam switch 7GN series, voltmeter switch for phase-neutral voltages 20A, for front mounting with black handle, front plate 48X48mm | http://datasheet.lovatoelectric.com/Rotary_cam_switches/ENG/7GN2068U.pdf | Commutatore a camme serie 7GN, commutatore voltmetrico per tensioni cdi fase da 20A in esecuzione per montaggio frontale con maniglia nera, mostrina 48X48mm | http://datasheet.lovatoelectric.com/Rotary_cam_switches/ITA/7GN2068U.pdf | Łącznik krzywkowy serii 7GN, przełącznik woltomierzy, napięcia fazowe, 20A, do montażu tablicowego, z czarnym pokrętłem i tabliczką 48x48mm | http://datasheet.lovatoelectric.com/Rotary_cam_switches/POL/7GN2068U.pdf | Rotary cam switch 7GN series, voltmeter switch for phase-neutral voltages 20A, for front mounting with black handle, front plate 48X48mm | http://datasheet.lovatoelectric.com/Rotary_cam_switches/RON/7GN2068U.pdf
7GN2068U47 |  |  | Rotary cam switch 7GN series, voltmeter switch for phase-neutral voltages 20A, for snap on front mounting with black handle for hole Ø22mm fixing, front plate 48X48mm | http://datasheet.lovatoelectric.com/Rotary_cam_switches/ENG/7GN2068U47.pdf | Commutatore a camme serie 7GN, commutatore voltmetrico per tensioni di fase da 20A in esecuzione per montaggio frontale con maniglia nera e fissaggio a scatto per foro diametro 22mm, mostrina 48X48mm | http://datasheet.lovatoelectric.com/Rotary_cam_switches/ITA/7GN2068U47.pdf | Łącznik krzywkowy serii 7GN, przełącznik woltomierzy, napięcia fazowe, 20A, do montażu tablicowego w otworze 22mm z czarnym pokrętłem, montowanym na zatrzask do korpusu i tabliczką 48x48mm | http://datasheet.lovatoelectric.com/Rotary_cam_switches/POL/7GN2068U47.pdf | Rotary cam switch 7GN series, voltmeter switch for phase-neutral voltages 20A, for snap on front mounting with black handle for hole Ø22mm fixing, front plate 48X48mm | http://datasheet.lovatoelectric.com/Rotary_cam_switches/RON/7GN2068U47.pdf
7GN2069O |  |  | Rotary cam switch 7GN series, changeover switch without 0, 4 poles 20A, for rear mounting with black handle, front plate 48X48mm | http://datasheet.lovatoelectric.com/Rotary_cam_switches/ENG/7GN2069O.pdf | Commutatore a camme serie 7GN, deviatore 4 poli da 20A in esecuzione per montaggio a fondo quadro con maniglia nera, mostrina 48X48mm | http://datasheet.lovatoelectric.com/Rotary_cam_switches/ITA/7GN2069O.pdf | Łącznik krzywkowy serii 7GN, przełącznik sieci bez 0, 4 pola, 20A, do montażu wewnątrz szafy z czarnym pokrętłem i tabliczką 48x48mm | http://datasheet.lovatoelectric.com/Rotary_cam_switches/POL/7GN2069O.pdf | Rotary cam switch 7GN series, changeover switch without 0, 4 poles 20A, for rear mounting with black handle, front plate 48X48mm | http://datasheet.lovatoelectric.com/Rotary_cam_switches/RON/7GN2069O.pdf
7GN2069O48 |  |  | Rotary cam switch 7GN series, changeover switch without 0, 4 poles 20A, modular service cover for 35mm DIN reail mounting with black handle, front plate 45X54mm | http://datasheet.lovatoelectric.com/Rotary_cam_switches/ENG/7GN2069O48.pdf | Commutatore a camme serie 7GN, deviatore 4 poli da 20A in esecuzione modulare per montaggio su guida DIN con maniglia nera, mostrina 45X54mm | http://datasheet.lovatoelectric.com/Rotary_cam_switches/ITA/7GN2069O48.pdf | Łącznik krzywkowy serii 7GN, przełącznik sieci bez 0, 4 pola, 20A, wykonanie modułowe do montażu na szynie DIN 35mm, z czarnym pokrętłem i tabliczką 45x54mm | http://datasheet.lovatoelectric.com/Rotary_cam_switches/POL/7GN2069O48.pdf | Rotary cam switch 7GN series, changeover switch without 0, 4 poles 20A, modular service cover for 35mm DIN reail mounting with black handle, front plate 45X54mm | http://datasheet.lovatoelectric.com/Rotary_cam_switches/RON/7GN2069O48.pdf
7GN2069P |  |  | Enclosed rotary cam switch 7GN series, changeover switch without 0, 4 poles 20A in plastic enclosure 75X75mm with black handle | http://datasheet.lovatoelectric.com/Rotary_cam_switches/ENG/7GN2069P.pdf | Commutatore a camme serie 7GN, deviatore 4 poli da 20A in cassetta plastica 75X75mm con maniglia nera | http://datasheet.lovatoelectric.com/Rotary_cam_switches/ITA/7GN2069P.pdf | Łącznik krzywkowy serii 7GN, przełącznik sieci bez 0, 4 pola, 20A, w obudowie 75x75mm i czarnym pokrętłem | http://datasheet.lovatoelectric.com/Rotary_cam_switches/POL/7GN2069P.pdf | Enclosed rotary cam switch 7GN series, changeover switch without 0, 4 poles 20A in plastic enclosure 75X75mm with black handle | http://datasheet.lovatoelectric.com/Rotary_cam_switches/RON/7GN2069P.pdf
7GN2069U |  |  | Rotary cam switch 7GN series, changeover switch without 0, 4 poles 20A, for front mounting with black handle, front plate 48X48mm | http://datasheet.lovatoelectric.com/Rotary_cam_switches/ENG/7GN2069U.pdf | Commutatore a camme serie 7GN, deviatore 4 poli da 20A in esecuzione per montaggio frontale con maniglia nera, mostrina 48X48mm | http://datasheet.lovatoelectric.com/Rotary_cam_switches/ITA/7GN2069U.pdf | Łącznik krzywkowy serii 7GN, przełącznik sieci bez 0, 4 pola, 20A, do montażu tablicowego, z czarnym pokrętłem i tabliczką 48x48mm | http://datasheet.lovatoelectric.com/Rotary_cam_switches/POL/7GN2069U.pdf | Rotary cam switch 7GN series, changeover switch without 0, 4 poles 20A, for front mounting with black handle, front plate 48X48mm | http://datasheet.lovatoelectric.com/Rotary_cam_switches/RON/7GN2069U.pdf
7GN2069U11 |  |  | Rotary cam switch 7GN series, changeover switch without 0, 4 poles 20A, for front mounting with black handle without front plate for hole Ø22mm fixing | http://datasheet.lovatoelectric.com/Rotary_cam_switches/ENG/7GN2069U11.pdf | Commutatore a camme serie 7GN, deviatore 4 poli da 20A in esecuzione per montaggio frontale con maniglia nera senza mostrina con fissaggio foro diametro 22mm | http://datasheet.lovatoelectric.com/Rotary_cam_switches/ITA/7GN2069U11.pdf | Łącznik krzywkowy serii 7GN, przełącznik sieci bez 0, 4 pola, 20A, do montażu tablicowego w otworze 22mm, z czarnym pokrętłem bez tabliczki | http://datasheet.lovatoelectric.com/Rotary_cam_switches/POL/7GN2069U11.pdf | Rotary cam switch 7GN series, changeover switch without 0, 4 poles 20A, for front mounting with black handle without front plate for hole Ø22mm fixing | http://datasheet.lovatoelectric.com/Rotary_cam_switches/RON/7GN2069U11.pdf
7GN2069U12 |  |  | Rotary cam switch 7GN series, changeover switch without 0, 4 poles 20A, for front mounting without front plate with key operation for hole Ø22mm fixing | http://datasheet.lovatoelectric.com/Rotary_cam_switches/ENG/7GN2069U12.pdf | Commutatore a camme serie 7GN, deviatore 4 poli da 20A in esecuzione per montaggio frontale senza mostrina con comando a chiave e fissaggio foro diametro 22mm | http://datasheet.lovatoelectric.com/Rotary_cam_switches/ITA/7GN2069U12.pdf | Łącznik krzywkowy serii 7GN, przełącznik sieci bez 0, 4 pola, 20A, do montażu tablicowego w otworze 22mm, sterowanie kluczem, bez tabliczki | http://datasheet.lovatoelectric.com/Rotary_cam_switches/POL/7GN2069U12.pdf | Rotary cam switch 7GN series, changeover switch without 0, 4 poles 20A, for front mounting without front plate with key operation for hole Ø22mm fixing | http://datasheet.lovatoelectric.com/Rotary_cam_switches/RON/7GN2069U12.pdf
7GN2069U47 |  |  | Rotary cam switch 7GN series, changeover switch without 0, 4 poles 20A, for snap on front mounting with black handle for hole Ø22mm fixing, front plate 48X48mm | http://datasheet.lovatoelectric.com/Rotary_cam_switches/ENG/7GN2069U47.pdf | Commutatore a camme serie 7GN, deviatore 4 poli da 20A in esecuzione per montaggio frontale con maniglia nera e fissaggio a scatto per foro diametro 22mm, mostrina 48X48mm | http://datasheet.lovatoelectric.com/Rotary_cam_switches/ITA/7GN2069U47.pdf | Łącznik krzywkowy serii 7GN, przełącznik sieci bez 0, 4 pola, 20A, do montażu tablicowego w otworze 22mm z czarnym pokrętłem, montowanym na zatrzask do korpusu i tabliczką 48x48mm | http://datasheet.lovatoelectric.com/Rotary_cam_switches/POL/7GN2069U47.pdf | Rotary cam switch 7GN series, changeover switch without 0, 4 poles 20A, for snap on front mounting with black handle for hole Ø22mm fixing, front plate 48X48mm | http://datasheet.lovatoelectric.com/Rotary_cam_switches/RON/7GN2069U47.pdf
7GN2075O |  |  | Rotary cam switch 7GN series, changeover switch 4 poles 20A, for rear mounting with black handle, front plate 48X48mm | http://datasheet.lovatoelectric.com/Rotary_cam_switches/ENG/7GN2075O.pdf | Commutatore a camme serie 7GN, commutatore 4 poli da 20A in esecuzione per montaggio a fondo quadro con maniglia nera, mostrina 48X48mm | http://datasheet.lovatoelectric.com/Rotary_cam_switches/ITA/7GN2075O.pdf | Łącznik krzywkowy serii 7GN, przełącznik sieci, 4 pola, 20A, do montażu wewnątrz szafy z czarnym pokrętłem i tabliczką 48x48mm | http://datasheet.lovatoelectric.com/Rotary_cam_switches/POL/7GN2075O.pdf | Rotary cam switch 7GN series, changeover switch 4 poles 20A, for rear mounting with black handle, front plate 48X48mm | http://datasheet.lovatoelectric.com/Rotary_cam_switches/RON/7GN2075O.pdf
7GN2075O48 |  |  | Rotary cam switch 7GN series, changeover switch 4 poles 20A, modular service cover for 35mm DIN reail mounting with black handle, front plate 45X54mm | http://datasheet.lovatoelectric.com/Rotary_cam_switches/ENG/7GN2075O48.pdf | Commutatore a camme serie 7GN, commutatore 4 poli da 20A in esecuzione modulare per montaggio su guida DIN con maniglia nera, mostrina 45X54mm | http://datasheet.lovatoelectric.com/Rotary_cam_switches/ITA/7GN2075O48.pdf | Łącznik krzywkowy serii 7GN, przełącznik sieci, 4 pola, 20A, wykonanie modułowe do montażu na szynie DIN 35mm, z czarnym pokrętłem i tabliczką 45x54mm | http://datasheet.lovatoelectric.com/Rotary_cam_switches/POL/7GN2075O48.pdf | Rotary cam switch 7GN series, changeover switch 4 poles 20A, modular service cover for 35mm DIN reail mounting with black handle, front plate 45X54mm | http://datasheet.lovatoelectric.com/Rotary_cam_switches/RON/7GN2075O48.pdf
7GN2075P |  |  | Enclosed rotary cam switch 7GN series, changeover switch 4 poles 20A in plastic enclosure 75X75mm with black handle | http://datasheet.lovatoelectric.com/Rotary_cam_switches/ENG/7GN2075P.pdf | Commutatore a camme serie 7GN, commutatore 4 poli da 20A in cassetta plastica 75X75mm con maniglia nera | http://datasheet.lovatoelectric.com/Rotary_cam_switches/ITA/7GN2075P.pdf | Łącznik krzywkowy serii 7GN, przełącznik sieci, 4 pola, 20A, w obudowie 75x75mm i czarnym pokrętłem | http://datasheet.lovatoelectric.com/Rotary_cam_switches/POL/7GN2075P.pdf | Enclosed rotary cam switch 7GN series, changeover switch 4 poles 20A in plastic enclosure 75X75mm with black handle | http://datasheet.lovatoelectric.com/Rotary_cam_switches/RON/7GN2075P.pdf
7GN2075U |  |  | Rotary cam switch 7GN series, changeover switch 4 poles 20A, for front mounting with black handle, front plate 48X48mm | http://datasheet.lovatoelectric.com/Rotary_cam_switches/ENG/7GN2075U.pdf | Commutatore a camme serie 7GN, commutatore 4 poli da 20A in esecuzione per montaggio frontale con maniglia nera, mostrina 48X48mm | http://datasheet.lovatoelectric.com/Rotary_cam_switches/ITA/7GN2075U.pdf | Łącznik krzywkowy serii 7GN, przełącznik sieci, 4 pola, 20A, do montażu tablicowego, z czarnym pokrętłem i tabliczką 48x48mm | http://datasheet.lovatoelectric.com/Rotary_cam_switches/POL/7GN2075U.pdf | Rotary cam switch 7GN series, changeover switch 4 poles 20A, for front mounting with black handle, front plate 48X48mm | http://datasheet.lovatoelectric.com/Rotary_cam_switches/RON/7GN2075U.pdf
7GN2075U11 |  |  | Rotary cam switch 7GN series, changeover switch 4 poles 20A, for front mounting with black handle without front plate for hole Ø22mm fixing | http://datasheet.lovatoelectric.com/Rotary_cam_switches/ENG/7GN2075U11.pdf | Commutatore a camme serie 7GN, commutatore 4 poli da 20A in esecuzione per montaggio frontale con maniglia nera senza mostrina con fissaggio foro diametro 22mm | http://datasheet.lovatoelectric.com/Rotary_cam_switches/ITA/7GN2075U11.pdf | Łącznik krzywkowy serii 7GN, przełącznik sieci, 4 pola, 20A, do montażu tablicowego w otworze 22mm, z czarnym pokrętłem bez tabliczki | http://datasheet.lovatoelectric.com/Rotary_cam_switches/POL/7GN2075U11.pdf | Rotary cam switch 7GN series, changeover switch 4 poles 20A, for front mounting with black handle without front plate for hole Ø22mm fixing | http://datasheet.lovatoelectric.com/Rotary_cam_switches/RON/7GN2075U11.pdf
7GN2075U12 |  |  | Rotary cam switch 7GN series, changeover switch 4 poles 20A, for front mounting without front plate with key operation for hole Ø22mm fixing | http://datasheet.lovatoelectric.com/Rotary_cam_switches/ENG/7GN2075U12.pdf | Commutatore a camme serie 7GN, commutatore 4 poli da 20A in esecuzione per montaggio frontale senza mostrina con comando a chiave e fissaggio foro diametro 22mm | http://datasheet.lovatoelectric.com/Rotary_cam_switches/ITA/7GN2075U12.pdf | Łącznik krzywkowy serii 7GN, przełącznik sieci, 4 pola, 20A, do montażu tablicowego w otworze 22mm, sterowanie kluczem, bez tabliczki | http://datasheet.lovatoelectric.com/Rotary_cam_switches/POL/7GN2075U12.pdf | Rotary cam switch 7GN series, changeover switch 4 poles 20A, for front mounting without front plate with key operation for hole Ø22mm fixing | http://datasheet.lovatoelectric.com/Rotary_cam_switches/RON/7GN2075U12.pdf
7GN2075U47 |  |  | Rotary cam switch 7GN series, changeover switch 4 poles 20A, for snap on front mounting with black handle for hole Ø22mm fixing, front plate 48X48mm | http://datasheet.lovatoelectric.com/Rotary_cam_switches/ENG/7GN2075U47.pdf | Commutatore a camme serie 7GN, commutatore 4 poli da 20A in esecuzione per montaggio frontale con maniglia nera e fissaggio a scatto per foro diametro 22mm, mostrina 48X48mm | http://datasheet.lovatoelectric.com/Rotary_cam_switches/ITA/7GN2075U47.pdf | Łącznik krzywkowy serii 7GN, przełącznik sieci, 4 pola, 20A, do montażu tablicowego w otworze 22mm z czarnym pokrętłem, montowanym na zatrzask do korpusu i tabliczką 48x48mm | http://datasheet.lovatoelectric.com/Rotary_cam_switches/POL/7GN2075U47.pdf | Rotary cam switch 7GN series, changeover switch 4 poles 20A, for snap on front mounting with black handle for hole Ø22mm fixing, front plate 48X48mm | http://datasheet.lovatoelectric.com/Rotary_cam_switches/RON/7GN2075U47.pdf
7GN2082O |  |  | Rotary cam switch 7GN series, multi-step 1-2-3, 1 pole 20A, for rear mounting with black handle, front plate 48X48mm | http://datasheet.lovatoelectric.com/Rotary_cam_switches/ENG/7GN2082O.pdf | Commutatore a camme serie 7GN, multivia 1-2-3 1 polo da 20A in esecuzione per montaggio a fondo quadro con maniglia nera, mostrina 48X48mm | http://datasheet.lovatoelectric.com/Rotary_cam_switches/ITA/7GN2082O.pdf | Łącznik krzywkowy serii 7GN, wielopozycyjny 1-2-3, 1 pole, 20A, do montażu wewnątrz szafy z czarnym pokrętłem i tabliczką 48x48mm | http://datasheet.lovatoelectric.com/Rotary_cam_switches/POL/7GN2082O.pdf | Rotary cam switch 7GN series, multi-step 1-2-3, 1 pole 20A, for rear mounting with black handle, front plate 48X48mm | http://datasheet.lovatoelectric.com/Rotary_cam_switches/RON/7GN2082O.pdf
7GN2082O48 |  |  | Rotary cam switch 7GN series, multi-step 1-2-3, 1 pole 20A, modular service cover for 35mm DIN reail mounting with black handle, front plate 45X54mm | http://datasheet.lovatoelectric.com/Rotary_cam_switches/ENG/7GN2082O48.pdf | Commutatore a camme serie 7GN, multivia 1-2-3 1 polo da 20A in esecuzione modulare per montaggio su guida DIN con maniglia nera, mostrina 45X54mm | http://datasheet.lovatoelectric.com/Rotary_cam_switches/ITA/7GN2082O48.pdf | Łącznik krzywkowy serii 7GN, wielopozycyjny 1-2-3, 1 pole, 20A, wykonanie modułowe do montażu na szynie DIN 35mm, z czarnym pokrętłem i tabliczką 45x54mm | http://datasheet.lovatoelectric.com/Rotary_cam_switches/POL/7GN2082O48.pdf | Rotary cam switch 7GN series, multi-step 1-2-3, 1 pole 20A, modular service cover for 35mm DIN reail mounting with black handle, front plate 45X54mm | http://datasheet.lovatoelectric.com/Rotary_cam_switches/RON/7GN2082O48.pdf
7GN2082P |  |  | Enclosed rotary cam switch 7GN series, multi-step 1-2-3, 1 pole 20A in plastic enclosure 75X75mm with black handle | http://datasheet.lovatoelectric.com/Rotary_cam_switches/ENG/7GN2082P.pdf | Commutatore a camme serie 7GN, multivia 1-2-3 1 polo da 20A in cassetta plastica 75X75mm con maniglia nera | http://datasheet.lovatoelectric.com/Rotary_cam_switches/ITA/7GN2082P.pdf | Łącznik krzywkowy serii 7GN, wielopozycyjny 1-2-3, 1 pole, 20A, w obudowie 75x75mm i czarnym pokrętłem | http://datasheet.lovatoelectric.com/Rotary_cam_switches/POL/7GN2082P.pdf | Enclosed rotary cam switch 7GN series, multi-step 1-2-3, 1 pole 20A in plastic enclosure 75X75mm with black handle | http://datasheet.lovatoelectric.com/Rotary_cam_switches/RON/7GN2082P.pdf
7GN2082U |  |  | Rotary cam switch 7GN series, multi-step 1-2-3, 1 pole 20A, for front mounting with black handle, front plate 48X48mm | http://datasheet.lovatoelectric.com/Rotary_cam_switches/ENG/7GN2082U.pdf | Commutatore a camme serie 7GN, multivia 1-2-3 1 polo da 20A in esecuzione per montaggio frontale con maniglia nera, mostrina 48X48mm | http://datasheet.lovatoelectric.com/Rotary_cam_switches/ITA/7GN2082U.pdf | Łącznik krzywkowy serii 7GN, wielopozycyjny 1-2-3, 1 pole, 20A, do montażu tablicowego, z czarnym pokrętłem i tabliczką 48x48mm | http://datasheet.lovatoelectric.com/Rotary_cam_switches/POL/7GN2082U.pdf | Rotary cam switch 7GN series, multi-step 1-2-3, 1 pole 20A, for front mounting with black handle, front plate 48X48mm | http://datasheet.lovatoelectric.com/Rotary_cam_switches/RON/7GN2082U.pdf
7GN2082U47 |  |  | Rotary cam switch 7GN series, multi-step 1-2-3, 1 pole 20A, for snap on front mounting with black handle for hole Ø22mm fixing, front plate 48X48mm | http://datasheet.lovatoelectric.com/Rotary_cam_switches/ENG/7GN2082U47.pdf | Commutatore a camme serie 7GN, multivia 1-2-3 1 polo da 20A in esecuzione per montaggio frontale con maniglia nera e fissaggio a scatto per foro diametro 22mm, mostrina 48X48mm | http://datasheet.lovatoelectric.com/Rotary_cam_switches/ITA/7GN2082U47.pdf | Łącznik krzywkowy serii 7GN, wielopozycyjny 1-2-3, 1 pole, 20A, do montażu tablicowego w otworze 22mm z czarnym pokrętłem, montowanym na zatrzask do korpusu i tabliczką 48x48mm | http://datasheet.lovatoelectric.com/Rotary_cam_switches/POL/7GN2082U47.pdf | Rotary cam switch 7GN series, multi-step 1-2-3, 1 pole 20A, for snap on front mounting with black handle for hole Ø22mm fixing, front plate 48X48mm | http://datasheet.lovatoelectric.com/Rotary_cam_switches/RON/7GN2082U47.pdf
7GN2083O |  |  | Rotary cam switch 7GN series, multi-step 1-2-3-4, 1 pole 20A, for rear mounting with black handle, front plate 48X48mm | http://datasheet.lovatoelectric.com/Rotary_cam_switches/ENG/7GN2083O.pdf | Commutatore a camme serie 7GN, multivia 1-2-3-4 1 polo da 20A in esecuzione per montaggio a fondo quadro con maniglia nera, mostrina 48X48mm | http://datasheet.lovatoelectric.com/Rotary_cam_switches/ITA/7GN2083O.pdf | Łącznik krzywkowy serii 7GN, wielopozycyjny 1-2-3-4, 1 pole, 20A, do montażu wewnątrz szafy z czarnym pokrętłem i tabliczką 48x48mm | http://datasheet.lovatoelectric.com/Rotary_cam_switches/POL/7GN2083O.pdf | Rotary cam switch 7GN series, multi-step 1-2-3-4, 1 pole 20A, for rear mounting with black handle, front plate 48X48mm | http://datasheet.lovatoelectric.com/Rotary_cam_switches/RON/7GN2083O.pdf
7GN2083O48 |  |  | Rotary cam switch 7GN series, multi-step 1-2-3-4, 1 pole 20A, modular service cover for 35mm DIN reail mounting with black handle, front plate 45X54mm | http://datasheet.lovatoelectric.com/Rotary_cam_switches/ENG/7GN2083O48.pdf | Commutatore a camme serie 7GN, multivia 1-2-3-4 1 polo da 20A in esecuzione modulare per montaggio su guida DIN con maniglia nera, mostrina 45X54mm | http://datasheet.lovatoelectric.com/Rotary_cam_switches/ITA/7GN2083O48.pdf | Łącznik krzywkowy serii 7GN, wielopozycyjny 1-2-3-4, 1 pole, 20A, wykonanie modułowe do montażu na szynie DIN 35mm, z czarnym pokrętłem i tabliczką 45x54mm | http://datasheet.lovatoelectric.com/Rotary_cam_switches/POL/7GN2083O48.pdf | Rotary cam switch 7GN series, multi-step 1-2-3-4, 1 pole 20A, modular service cover for 35mm DIN reail mounting with black handle, front plate 45X54mm | http://datasheet.lovatoelectric.com/Rotary_cam_switches/RON/7GN2083O48.pdf
7GN2083P |  |  | Enclosed rotary cam switch 7GN series, multi-step 1-2-3-4, 1 pole 20A in plastic enclosure 75X75mm with black handle | http://datasheet.lovatoelectric.com/Rotary_cam_switches/ENG/7GN2083P.pdf | Commutatore a camme serie 7GN, multivia 1-2-3-4 1 polo da 20A in cassetta plastica 75X75mm con maniglia nera | http://datasheet.lovatoelectric.com/Rotary_cam_switches/ITA/7GN2083P.pdf | Łącznik krzywkowy serii 7GN, wielopozycyjny 1-2-3-4, 1 pole, 20A, w obudowie 75x75mm i czarnym pokrętłem | http://datasheet.lovatoelectric.com/Rotary_cam_switches/POL/7GN2083P.pdf | Enclosed rotary cam switch 7GN series, multi-step 1-2-3-4, 1 pole 20A in plastic enclosure 75X75mm with black handle | http://datasheet.lovatoelectric.com/Rotary_cam_switches/RON/7GN2083P.pdf
7GN2083U |  |  | Rotary cam switch 7GN series, multi-step 1-2-3-4, 1 pole 20A, for front mounting with black handle, front plate 48X48mm | http://datasheet.lovatoelectric.com/Rotary_cam_switches/ENG/7GN2083U.pdf | Commutatore a camme serie 7GN, multivia 1-2-3-4 1 polo da 20A in esecuzione per montaggio frontale con maniglia nera, mostrina 48X48mm | http://datasheet.lovatoelectric.com/Rotary_cam_switches/ITA/7GN2083U.pdf | Łącznik krzywkowy serii 7GN, wielopozycyjny 1-2-3-4, 1 pole, 20A, do montażu tablicowego, z czarnym pokrętłem i tabliczką 48x48mm | http://datasheet.lovatoelectric.com/Rotary_cam_switches/POL/7GN2083U.pdf | Rotary cam switch 7GN series, multi-step 1-2-3-4, 1 pole 20A, for front mounting with black handle, front plate 48X48mm | http://datasheet.lovatoelectric.com/Rotary_cam_switches/RON/7GN2083U.pdf
7GN2083U47 |  |  | Rotary cam switch 7GN series, multi-step 1-2-3-4, 1 pole 20A, for snap on front mounting with black handle for hole Ø22mm fixing, front plate 48X48mm | http://datasheet.lovatoelectric.com/Rotary_cam_switches/ENG/7GN2083U47.pdf | Commutatore a camme serie 7GN, multivia 1-2-3-4 1 polo da 20A in esecuzione per montaggio frontale con maniglia nera e fissaggio a scatto per foro diametro 22mm, mostrina 48X48mm | http://datasheet.lovatoelectric.com/Rotary_cam_switches/ITA/7GN2083U47.pdf | Łącznik krzywkowy serii 7GN, wielopozycyjny 1-2-3-4, 1 pole, 20A, do montażu tablicowego w otworze 22mm z czarnym pokrętłem, montowanym na zatrzask do korpusu i tabliczką 48x48mm | http://datasheet.lovatoelectric.com/Rotary_cam_switches/POL/7GN2083U47.pdf | Rotary cam switch 7GN series, multi-step 1-2-3-4, 1 pole 20A, for snap on front mounting with black handle for hole Ø22mm fixing, front plate 48X48mm | http://datasheet.lovatoelectric.com/Rotary_cam_switches/RON/7GN2083U47.pdf
7GN2084O |  |  | Rotary cam switch 7GN series, multi-step 1-2-3-4-5, 1 pole 20A, for rear mounting with black handle, front plate 48X48mm | http://datasheet.lovatoelectric.com/Rotary_cam_switches/ENG/7GN2084O.pdf | Commutatore a camme serie 7GN, multivia 1-2-3-4-5 1 polo da 20A in esecuzione per montaggio a fondo quadro con maniglia nera, mostrina 48X48mm | http://datasheet.lovatoelectric.com/Rotary_cam_switches/ITA/7GN2084O.pdf | Łącznik krzywkowy serii 7GN, wielopozycyjny 1-2-3-4-5, 1 pole, 20A, do montażu wewnątrz szafy z czarnym pokrętłem i tabliczką 48x48mm | http://datasheet.lovatoelectric.com/Rotary_cam_switches/POL/7GN2084O.pdf | Rotary cam switch 7GN series, multi-step 1-2-3-4-5, 1 pole 20A, for rear mounting with black handle, front plate 48X48mm | http://datasheet.lovatoelectric.com/Rotary_cam_switches/RON/7GN2084O.pdf
7GN2084O48 |  |  | Rotary cam switch 7GN series, multi-step 1-2-3-4-5, 1 pole 20A, modular service cover for 35mm DIN reail mounting with black handle, front plate 45X54mm | http://datasheet.lovatoelectric.com/Rotary_cam_switches/ENG/7GN2084O48.pdf | Commutatore a camme serie 7GN, multivia 1-2-3-4-5 1 polo da 20A in esecuzione modulare per montaggio su guida DIN con maniglia nera, mostrina 45X54mm | http://datasheet.lovatoelectric.com/Rotary_cam_switches/ITA/7GN2084O48.pdf | Łącznik krzywkowy serii 7GN, wielopozycyjny 1-2-3-4-5, 1 pole, 20A, wykonanie modułowe do montażu na szynie DIN 35mm, z czarnym pokrętłem i tabliczką 45x54mm | http://datasheet.lovatoelectric.com/Rotary_cam_switches/POL/7GN2084O48.pdf | Rotary cam switch 7GN series, multi-step 1-2-3-4-5, 1 pole 20A, modular service cover for 35mm DIN reail mounting with black handle, front plate 45X54mm | http://datasheet.lovatoelectric.com/Rotary_cam_switches/RON/7GN2084O48.pdf
7GN2084P |  |  | Enclosed rotary cam switch 7GN series, multi-step 1-2-3-4-5, 1 pole 20A in plastic enclosure 75X75mm with black handle | http://datasheet.lovatoelectric.com/Rotary_cam_switches/ENG/7GN2084P.pdf | Commutatore a camme serie 7GN, multivia 1-2-3-4-5 1 polo da 20A in cassetta plastica 75X75mm con maniglia nera | http://datasheet.lovatoelectric.com/Rotary_cam_switches/ITA/7GN2084P.pdf | Łącznik krzywkowy serii 7GN, wielopozycyjny 1-2-3-4-5, 1 pole, 20A, w obudowie 75x75mm i czarnym pokrętłem | http://datasheet.lovatoelectric.com/Rotary_cam_switches/POL/7GN2084P.pdf | Enclosed rotary cam switch 7GN series, multi-step 1-2-3-4-5, 1 pole 20A in plastic enclosure 75X75mm with black handle | http://datasheet.lovatoelectric.com/Rotary_cam_switches/RON/7GN2084P.pdf
7GN2084U |  |  | Rotary cam switch 7GN series, multi-step 1-2-3-4-5, 1 pole 20A, for front mounting with black handle, front plate 48X48mm | http://datasheet.lovatoelectric.com/Rotary_cam_switches/ENG/7GN2084U.pdf | Commutatore a camme serie 7GN, multivia 1-2-3-4-5 1 polo da 20A in esecuzione per montaggio frontale con maniglia nera, mostrina 48X48mm | http://datasheet.lovatoelectric.com/Rotary_cam_switches/ITA/7GN2084U.pdf | Łącznik krzywkowy serii 7GN, wielopozycyjny 1-2-3-4-5, 1 pole, 20A, do montażu tablicowego, z czarnym pokrętłem i tabliczką 48x48mm | http://datasheet.lovatoelectric.com/Rotary_cam_switches/POL/7GN2084U.pdf | Rotary cam switch 7GN series, multi-step 1-2-3-4-5, 1 pole 20A, for front mounting with black handle, front plate 48X48mm | http://datasheet.lovatoelectric.com/Rotary_cam_switches/RON/7GN2084U.pdf
7GN2084U47 |  |  | Rotary cam switch 7GN series, multi-step 1-2-3-4-5, 1 pole 20A, for snap on front mounting with black handle for hole Ø22mm fixing, front plate 48X48mm | http://datasheet.lovatoelectric.com/Rotary_cam_switches/ENG/7GN2084U47.pdf | Commutatore a camme serie 7GN, multivia 1-2-3-4-5 1 polo da 20A in esecuzione per montaggio frontale con maniglia nera e fissaggio a scatto per foro diametro 22mm, mostrina 48X48mm | http://datasheet.lovatoelectric.com/Rotary_cam_switches/ITA/7GN2084U47.pdf | Łącznik krzywkowy serii 7GN, wielopozycyjny 1-2-3-4-5, 1 pole, 20A, do montażu tablicowego w otworze 22mm z czarnym pokrętłem, montowanym na zatrzask do korpusu i tabliczką 48x48mm | http://datasheet.lovatoelectric.com/Rotary_cam_switches/POL/7GN2084U47.pdf | Rotary cam switch 7GN series, multi-step 1-2-3-4-5, 1 pole 20A, for snap on front mounting with black handle for hole Ø22mm fixing, front plate 48X48mm | http://datasheet.lovatoelectric.com/Rotary_cam_switches/RON/7GN2084U47.pdf
7GN2085O |  |  | Rotary cam switch 7GN series, multi-step 1-2-3-4-5-6, 1 pole 20A, for rear mounting with black handle, front plate 48X48mm | http://datasheet.lovatoelectric.com/Rotary_cam_switches/ENG/7GN2085O.pdf | Commutatore a camme serie 7GN, multivia 1-2-3-4-5-6 1 polo da 20A in esecuzione per montaggio a fondo quadro con maniglia nera, mostrina 48X48mm | http://datasheet.lovatoelectric.com/Rotary_cam_switches/ITA/7GN2085O.pdf | Łącznik krzywkowy serii 7GN, wielopozycyjny 1-2-3-4-5-6, 1 pole, 20A, do montażu wewnątrz szafy z czarnym pokrętłem i tabliczką 48x48mm | http://datasheet.lovatoelectric.com/Rotary_cam_switches/POL/7GN2085O.pdf | Rotary cam switch 7GN series, multi-step 1-2-3-4-5-6, 1 pole 20A, for rear mounting with black handle, front plate 48X48mm | http://datasheet.lovatoelectric.com/Rotary_cam_switches/RON/7GN2085O.pdf
7GN2085O48 |  |  | Rotary cam switch 7GN series, multi-step 1-2-3-4-5-6, 1 pole 20A, modular service cover for 35mm DIN reail mounting with black handle, front plate 45X54mm | http://datasheet.lovatoelectric.com/Rotary_cam_switches/ENG/7GN2085O48.pdf | Commutatore a camme serie 7GN, multivia 1-2-3-4-5-6 1 polo da 20A in esecuzione modulare per montaggio su guida DIN con maniglia nera, mostrina 45X54mm | http://datasheet.lovatoelectric.com/Rotary_cam_switches/ITA/7GN2085O48.pdf | Łącznik krzywkowy serii 7GN, wielopozycyjny 1-2-3-4-5-6, 1 pole, 20A, wykonanie modułowe do montażu na szynie DIN 35mm, z czarnym pokrętłem i tabliczką 45x54mm | http://datasheet.lovatoelectric.com/Rotary_cam_switches/POL/7GN2085O48.pdf | Rotary cam switch 7GN series, multi-step 1-2-3-4-5-6, 1 pole 20A, modular service cover for 35mm DIN reail mounting with black handle, front plate 45X54mm | http://datasheet.lovatoelectric.com/Rotary_cam_switches/RON/7GN2085O48.pdf
7GN2085P |  |  | Enclosed rotary cam switch 7GN series, multi-step 1-2-3-4-5-6, 1 pole 20A in plastic enclosure 75X75mm with black handle | http://datasheet.lovatoelectric.com/Rotary_cam_switches/ENG/7GN2085P.pdf | Commutatore a camme serie 7GN, multivia 1-2-3-4-5-6 1 polo da 20A in cassetta plastica 75X75mm con maniglia nera | http://datasheet.lovatoelectric.com/Rotary_cam_switches/ITA/7GN2085P.pdf | Łącznik krzywkowy serii 7GN, wielopozycyjny 1-2-3-4-5-6, 1 pole, 20A, w obudowie 75x75mm i czarnym pokrętłem | http://datasheet.lovatoelectric.com/Rotary_cam_switches/POL/7GN2085P.pdf | Enclosed rotary cam switch 7GN series, multi-step 1-2-3-4-5-6, 1 pole 20A in plastic enclosure 75X75mm with black handle | http://datasheet.lovatoelectric.com/Rotary_cam_switches/RON/7GN2085P.pdf
7GN2085U |  |  | Rotary cam switch 7GN series, multi-step 1-2-3-4-5-6, 1 pole 20A, for front mounting with black handle, front plate 48X48mm | http://datasheet.lovatoelectric.com/Rotary_cam_switches/ENG/7GN2085U.pdf | Commutatore a camme serie 7GN, multivia 1-2-3-4-5-6 1 polo da 20A in esecuzione per montaggio frontale con maniglia nera, mostrina 48X48mm | http://datasheet.lovatoelectric.com/Rotary_cam_switches/ITA/7GN2085U.pdf | Łącznik krzywkowy serii 7GN, wielopozycyjny 1-2-3-4-5-6, 1 pole, 20A, do montażu tablicowego, z czarnym pokrętłem i tabliczką 48x48mm | http://datasheet.lovatoelectric.com/Rotary_cam_switches/POL/7GN2085U.pdf | Rotary cam switch 7GN series, multi-step 1-2-3-4-5-6, 1 pole 20A, for front mounting with black handle, front plate 48X48mm | http://datasheet.lovatoelectric.com/Rotary_cam_switches/RON/7GN2085U.pdf
7GN2085U47 |  |  | Rotary cam switch 7GN series, multi-step 1-2-3-4-5-6, 1 pole 20A, for snap on front mounting with black handle for hole Ø22mm fixing, front plate 48X48mm | http://datasheet.lovatoelectric.com/Rotary_cam_switches/ENG/7GN2085U47.pdf | Commutatore a camme serie 7GN, multivia 1-2-3-4-5-6 1 polo da 20A in esecuzione per montaggio frontale con maniglia nera e fissaggio a scatto per foro diametro 22mm, mostrina 48X48mm | http://datasheet.lovatoelectric.com/Rotary_cam_switches/ITA/7GN2085U47.pdf | Łącznik krzywkowy serii 7GN, wielopozycyjny 1-2-3-4-5-6, 1 pole, 20A, do montażu tablicowego w otworze 22mm z czarnym pokrętłem, montowanym na zatrzask do korpusu i tabliczką 48x48mm | http://datasheet.lovatoelectric.com/Rotary_cam_switches/POL/7GN2085U47.pdf | Rotary cam switch 7GN series, multi-step 1-2-3-4-5-6, 1 pole 20A, for snap on front mounting with black handle for hole Ø22mm fixing, front plate 48X48mm | http://datasheet.lovatoelectric.com/Rotary_cam_switches/RON/7GN2085U47.pdf
7GN2086O |  |  | Rotary cam switch 7GN series, multi-step 1-2-3, 2 poles 20A, for rear mounting with black handle, front plate 48X48mm | http://datasheet.lovatoelectric.com/Rotary_cam_switches/ENG/7GN2086O.pdf | Commutatore a camme serie 7GN, multivia 1-2-3 2 poli da 20A in esecuzione per montaggio a fondo quadro con maniglia nera, mostrina 48X48mm | http://datasheet.lovatoelectric.com/Rotary_cam_switches/ITA/7GN2086O.pdf | Łącznik krzywkowy serii 7GN, wielopozycyjny 1-2-3, 2 pola, 20A, do montażu wewnątrz szafy z czarnym pokrętłem i tabliczką 48x48mm | http://datasheet.lovatoelectric.com/Rotary_cam_switches/POL/7GN2086O.pdf | Rotary cam switch 7GN series, multi-step 1-2-3, 2 poles 20A, for rear mounting with black handle, front plate 48X48mm | http://datasheet.lovatoelectric.com/Rotary_cam_switches/RON/7GN2086O.pdf
7GN2086O48 |  |  | Rotary cam switch 7GN series, multi-step 1-2-3, 2 poles 20A, modular service cover for 35mm DIN reail mounting with black handle, front plate 45X54mm | http://datasheet.lovatoelectric.com/Rotary_cam_switches/ENG/7GN2086O48.pdf | Commutatore a camme serie 7GN, multivia 1-2-3 2 poli da 20A in esecuzione modulare per montaggio su guida DIN con maniglia nera, mostrina 45X54mm | http://datasheet.lovatoelectric.com/Rotary_cam_switches/ITA/7GN2086O48.pdf | Łącznik krzywkowy serii 7GN, wielopozycyjny 1-2-3, 2 pola, 20A, wykonanie modułowe do montażu na szynie DIN 35mm, z czarnym pokrętłem i tabliczką 45x54mm | http://datasheet.lovatoelectric.com/Rotary_cam_switches/POL/7GN2086O48.pdf | Rotary cam switch 7GN series, multi-step 1-2-3, 2 poles 20A, modular service cover for 35mm DIN reail mounting with black handle, front plate 45X54mm | http://datasheet.lovatoelectric.com/Rotary_cam_switches/RON/7GN2086O48.pdf
7GN2086P |  |  | Enclosed rotary cam switch 7GN series, multi-step 1-2-3, 2 poles 20A in plastic enclosure 75X75mm with black handle | http://datasheet.lovatoelectric.com/Rotary_cam_switches/ENG/7GN2086P.pdf | Commutatore a camme serie 7GN, multivia 1-2-3 2 poli da 20A in cassetta plastica 75X75mm con maniglia nera | http://datasheet.lovatoelectric.com/Rotary_cam_switches/ITA/7GN2086P.pdf | Łącznik krzywkowy serii 7GN, wielopozycyjny 1-2-3, 2 pola, 20A, w obudowie 75x75mm i czarnym pokrętłem | http://datasheet.lovatoelectric.com/Rotary_cam_switches/POL/7GN2086P.pdf | Enclosed rotary cam switch 7GN series, multi-step 1-2-3, 2 poles 20A in plastic enclosure 75X75mm with black handle | http://datasheet.lovatoelectric.com/Rotary_cam_switches/RON/7GN2086P.pdf
7GN2086U |  |  | Rotary cam switch 7GN series, multi-step 1-2-3, 2 poles 20A, for front mounting with black handle, front plate 48X48mm | http://datasheet.lovatoelectric.com/Rotary_cam_switches/ENG/7GN2086U.pdf | Commutatore a camme serie 7GN, multivia 1-2-3 2 poli da 20A in esecuzione per montaggio frontale con maniglia nera, mostrina 48X48mm | http://datasheet.lovatoelectric.com/Rotary_cam_switches/ITA/7GN2086U.pdf | Łącznik krzywkowy serii 7GN, wielopozycyjny 1-2-3, 2 pola, 20A, do montażu tablicowego, z czarnym pokrętłem i tabliczką 48x48mm | http://datasheet.lovatoelectric.com/Rotary_cam_switches/POL/7GN2086U.pdf | Rotary cam switch 7GN series, multi-step 1-2-3, 2 poles 20A, for front mounting with black handle, front plate 48X48mm | http://datasheet.lovatoelectric.com/Rotary_cam_switches/RON/7GN2086U.pdf
7GN2086U47 |  |  | Rotary cam switch 7GN series, multi-step 1-2-3, 2 poles 20A, for snap on front mounting with black handle for hole Ø22mm fixing, front plate 48X48mm | http://datasheet.lovatoelectric.com/Rotary_cam_switches/ENG/7GN2086U47.pdf | Commutatore a camme serie 7GN, multivia 1-2-3 2 poli da 20A in esecuzione per montaggio frontale con maniglia nera e fissaggio a scatto per foro diametro 22mm, mostrina 48X48mm | http://datasheet.lovatoelectric.com/Rotary_cam_switches/ITA/7GN2086U47.pdf | Łącznik krzywkowy serii 7GN, wielopozycyjny 1-2-3, 2 pola, 20A, do montażu tablicowego w otworze 22mm z czarnym pokrętłem, montowanym na zatrzask do korpusu i tabliczką 48x48mm | http://datasheet.lovatoelectric.com/Rotary_cam_switches/POL/7GN2086U47.pdf | Rotary cam switch 7GN series, multi-step 1-2-3, 2 poles 20A, for snap on front mounting with black handle for hole Ø22mm fixing, front plate 48X48mm | http://datasheet.lovatoelectric.com/Rotary_cam_switches/RON/7GN2086U47.pdf
7GN2087O |  |  | Rotary cam switch 7GN series, multi-step 1-2-3-4, 2 poles 20A, for rear mounting with black handle, front plate 48X48mm | http://datasheet.lovatoelectric.com/Rotary_cam_switches/ENG/7GN2087O.pdf | Commutatore a camme serie 7GN, multivia 1-2-3-4 2 poli da 20A in esecuzione per montaggio a fondo quadro con maniglia nera, mostrina 48X48mm | http://datasheet.lovatoelectric.com/Rotary_cam_switches/ITA/7GN2087O.pdf | Łącznik krzywkowy serii 7GN, wielopozycyjny 1-2-3-4, 2 pola, 20A, do montażu wewnątrz szafy z czarnym pokrętłem i tabliczką 48x48mm | http://datasheet.lovatoelectric.com/Rotary_cam_switches/POL/7GN2087O.pdf | Rotary cam switch 7GN series, multi-step 1-2-3-4, 2 poles 20A, for rear mounting with black handle, front plate 48X48mm | http://datasheet.lovatoelectric.com/Rotary_cam_switches/RON/7GN2087O.pdf
7GN2087O48 |  |  | Rotary cam switch 7GN series, multi-step 1-2-3-4, 2 poles 20A, modular service cover for 35mm DIN reail mounting with black handle, front plate 45X54mm | http://datasheet.lovatoelectric.com/Rotary_cam_switches/ENG/7GN2087O48.pdf | Commutatore a camme serie 7GN, multivia 1-2-3-4 2 poli da 20A in esecuzione modulare per montaggio su guida DIN con maniglia nera, mostrina 45X54mm | http://datasheet.lovatoelectric.com/Rotary_cam_switches/ITA/7GN2087O48.pdf | Łącznik krzywkowy serii 7GN, wielopozycyjny 1-2-3-4, 2 pola, 20A, wykonanie modułowe do montażu na szynie DIN 35mm, z czarnym pokrętłem i tabliczką 45x54mm | http://datasheet.lovatoelectric.com/Rotary_cam_switches/POL/7GN2087O48.pdf | Rotary cam switch 7GN series, multi-step 1-2-3-4, 2 poles 20A, modular service cover for 35mm DIN reail mounting with black handle, front plate 45X54mm | http://datasheet.lovatoelectric.com/Rotary_cam_switches/RON/7GN2087O48.pdf
7GN2087P |  |  | Enclosed rotary cam switch 7GN series, multi-step 1-2-3-4, 2 poles 20A in plastic enclosure 75X75mm with black handle | http://datasheet.lovatoelectric.com/Rotary_cam_switches/ENG/7GN2087P.pdf | Commutatore a camme serie 7GN, multivia 1-2-3-4 2 poli da 20A in cassetta plastica 75X75mm con maniglia nera | http://datasheet.lovatoelectric.com/Rotary_cam_switches/ITA/7GN2087P.pdf | Łącznik krzywkowy serii 7GN, wielopozycyjny 1-2-3-4, 2 pola, 20A, w obudowie 75x75mm i czarnym pokrętłem | http://datasheet.lovatoelectric.com/Rotary_cam_switches/POL/7GN2087P.pdf | Enclosed rotary cam switch 7GN series, multi-step 1-2-3-4, 2 poles 20A in plastic enclosure 75X75mm with black handle | http://datasheet.lovatoelectric.com/Rotary_cam_switches/RON/7GN2087P.pdf
7GN2087U |  |  | Rotary cam switch 7GN series, multi-step 1-2-3-4, 2 poles 20A, for front mounting with black handle, front plate 48X48mm | http://datasheet.lovatoelectric.com/Rotary_cam_switches/ENG/7GN2087U.pdf | Commutatore a camme serie 7GN, multivia 1-2-3-4 2 poli da 20A in esecuzione per montaggio frontale con maniglia nera, mostrina 48X48mm | http://datasheet.lovatoelectric.com/Rotary_cam_switches/ITA/7GN2087U.pdf | Łącznik krzywkowy serii 7GN, wielopozycyjny 1-2-3-4, 2 pola, 20A, do montażu tablicowego, z czarnym pokrętłem i tabliczką 48x48mm | http://datasheet.lovatoelectric.com/Rotary_cam_switches/POL/7GN2087U.pdf | Rotary cam switch 7GN series, multi-step 1-2-3-4, 2 poles 20A, for front mounting with black handle, front plate 48X48mm | http://datasheet.lovatoelectric.com/Rotary_cam_switches/RON/7GN2087U.pdf
7GN2087U47 |  |  | Rotary cam switch 7GN series, multi-step 1-2-3-4, 2 poles 20A, for snap on front mounting with black handle for hole Ø22mm fixing, front plate 48X48mm | http://datasheet.lovatoelectric.com/Rotary_cam_switches/ENG/7GN2087U47.pdf | Commutatore a camme serie 7GN, multivia 1-2-3-4 2 poli da 20A in esecuzione per montaggio frontale con maniglia nera e fissaggio a scatto per foro diametro 22mm, mostrina 48X48mm | http://datasheet.lovatoelectric.com/Rotary_cam_switches/ITA/7GN2087U47.pdf | Łącznik krzywkowy serii 7GN, wielopozycyjny 1-2-3-4, 2 pola, 20A, do montażu tablicowego w otworze 22mm z czarnym pokrętłem, montowanym na zatrzask do korpusu i tabliczką 48x48mm | http://datasheet.lovatoelectric.com/Rotary_cam_switches/POL/7GN2087U47.pdf | Rotary cam switch 7GN series, multi-step 1-2-3-4, 2 poles 20A, for snap on front mounting with black handle for hole Ø22mm fixing, front plate 48X48mm | http://datasheet.lovatoelectric.com/Rotary_cam_switches/RON/7GN2087U47.pdf
7GN2090O | 7GN2010O.jpg | http://datasheet.lovatoelectric.com/Rotary_cam_switches/products_images/7GN2010O.jpg | Rotary cam switch 7GN series, ON-OFF switch 1 pole 20A, for rear mounting with black handle, front plate 48X48mm | http://datasheet.lovatoelectric.com/Rotary_cam_switches/ENG/7GN2090O.pdf | Commutatore a camme serie 7GN, interruttore 1 polo da 20A in esecuzione per montaggio a fondo quadro con maniglia nera, mostrina 48X48mm | http://datasheet.lovatoelectric.com/Rotary_cam_switches/ITA/7GN2090O.pdf | Łącznik krzywkowy serii 7GN, rozłącznik, 1 pole, 20A, do montażu wewnątrz szafy z czarnym pokrętłem i tabliczką 48x48mm | http://datasheet.lovatoelectric.com/Rotary_cam_switches/POL/7GN2090O.pdf | Rotary cam switch 7GN series, ON-OFF switch 1 pole 20A, for rear mounting with black handle, front plate 48X48mm | http://datasheet.lovatoelectric.com/Rotary_cam_switches/RON/7GN2090O.pdf
7GN2090O48 | 7GN2010O48.jpg | http://datasheet.lovatoelectric.com/Rotary_cam_switches/products_images/7GN2010O48.jpg | Rotary cam switch 7GN series, ON-OFF switch 1 pole 20A, modular service cover for 35mm DIN reail mounting with black handle, front plate 45X54mm | http://datasheet.lovatoelectric.com/Rotary_cam_switches/ENG/7GN2090O48.pdf | Commutatore a camme serie 7GN, interruttore 1 polo da 20A in esecuzione modulare per montaggio su guida DIN con maniglia nera, mostrina 45X54mm | http://datasheet.lovatoelectric.com/Rotary_cam_switches/ITA/7GN2090O48.pdf | Łącznik krzywkowy serii 7GN, rozłącznik, 1 pole, 20A, wykonanie modułowe do montażu na szynie DIN 35mm, z czarnym pokrętłem i tabliczką 45x54mm | http://datasheet.lovatoelectric.com/Rotary_cam_switches/POL/7GN2090O48.pdf | Rotary cam switch 7GN series, ON-OFF switch 1 pole 20A, modular service cover for 35mm DIN reail mounting with black handle, front plate 45X54mm | http://datasheet.lovatoelectric.com/Rotary_cam_switches/RON/7GN2090O48.pdf
7GN2090O88 | 7GN2010O88.jpg | http://datasheet.lovatoelectric.com/Rotary_cam_switches/products_images/7GN2010O88.jpg | Rotary cam switch 7GN series, ON-OFF switch 1 pole 20A, for rear mounting with red/yellow handle padlockable in 0, door coupling and protection covers, front plate 65X65mm | http://datasheet.lovatoelectric.com/Rotary_cam_switches/ENG/7GN2090O88.pdf | Commutatore a camme serie 7GN, interruttore 1 polo da 20A in esecuzione per montaggio a fondo quadro con maniglia giallo/rossa lucchettabile in 0 con funzione blocco porta e copriterminali, mostrina 65X65mm | http://datasheet.lovatoelectric.com/Rotary_cam_switches/ITA/7GN2090O88.pdf | Łącznik krzywkowy serii 7GN, rozłącznik, 1 pole, 20A, do montażu wewnątrz szafy, z żółto/czerwonym pokrętłem blokowanym w pozycji 0, trzpieniem, osłonami zacisków i tabliczką 65x65mm | http://datasheet.lovatoelectric.com/Rotary_cam_switches/POL/7GN2090O88.pdf | Rotary cam switch 7GN series, ON-OFF switch 1 pole 20A, for rear mounting with red/yellow handle padlockable in 0, door coupling and protection covers, front plate 65X65mm | http://datasheet.lovatoelectric.com/Rotary_cam_switches/RON/7GN2090O88.pdf
7GN2090O98 | 7GN2010O98.jpg | http://datasheet.lovatoelectric.com/Rotary_cam_switches/products_images/7GN2010O98.jpg | Rotary cam switch 7GN series, ON-OFF switch 1 pole 20A, for rear mounting with red/yellow handle padlockable in 0, door coupling and protection covers, front plate 65X65mm | http://datasheet.lovatoelectric.com/Rotary_cam_switches/ENG/7GN2090O98.pdf | Commutatore a camme serie 7GN, interruttore 1 polo da 20A in esecuzione per montaggio a fondo quadro con maniglia giallo/rossa lucchettabile in 0 con funzione blocco porta e copriterminali, mostrina 65X65mm | http://datasheet.lovatoelectric.com/Rotary_cam_switches/ITA/7GN2090O98.pdf | Łącznik krzywkowy serii 7GN, rozłącznik, 1 pole, 20A, do montażu wewnątrz szafy, z żółto/czerwonym pokrętłem blokowanym w pozycji 0, trzpieniem, osłonami zacisków i tabliczką 65x65mm | http://datasheet.lovatoelectric.com/Rotary_cam_switches/POL/7GN2090O98.pdf | Rotary cam switch 7GN series, ON-OFF switch 1 pole 20A, for rear mounting with red/yellow handle padlockable in 0, door coupling and protection covers, front plate 65X65mm | http://datasheet.lovatoelectric.com/Rotary_cam_switches/RON/7GN2090O98.pdf
7GN2090P | 7GN2010P.jpg | http://datasheet.lovatoelectric.com/Rotary_cam_switches/products_images/7GN2010P.jpg | Enclosed rotary cam switch 7GN series, ON-OFF switch 1 pole 20A in plastic enclosure 75X75mm with black handle | http://datasheet.lovatoelectric.com/Rotary_cam_switches/ENG/7GN2090P.pdf | Commutatore a camme serie 7GN, interruttore 1 polo da 20A in cassetta plastica 75X75mm con maniglia nera | http://datasheet.lovatoelectric.com/Rotary_cam_switches/ITA/7GN2090P.pdf | Łącznik krzywkowy serii 7GN, rozłącznik, 1 pole, 20A, w obudowie 75x75mm i czarnym pokrętłem | http://datasheet.lovatoelectric.com/Rotary_cam_switches/POL/7GN2090P.pdf | Enclosed rotary cam switch 7GN series, ON-OFF switch 1 pole 20A in plastic enclosure 75X75mm with black handle | http://datasheet.lovatoelectric.com/Rotary_cam_switches/RON/7GN2090P.pdf
7GN2090P25 | 7GN1210P25.jpg | http://datasheet.lovatoelectric.com/Rotary_cam_switches/products_images/7GN1210P25.jpg | Enclosed rotary cam switch 7GN series, ON-OFF switch 1 pole 20A in plastic enclosure 90X90mm with red/yellow handle | http://datasheet.lovatoelectric.com/Rotary_cam_switches/ENG/7GN2090P25.pdf | Commutatore a camme serie 7GN, interruttore 1 polo da 20A in cassetta plastica 90X90mm con maniglia giallo/rossa | http://datasheet.lovatoelectric.com/Rotary_cam_switches/ITA/7GN2090P25.pdf | Łącznik krzywkowy serii 7GN, rozłącznik, 1 pole, 20A, w obudowie 90x90mm i żółto/czerwonym pokrętłem | http://datasheet.lovatoelectric.com/Rotary_cam_switches/POL/7GN2090P25.pdf | Enclosed rotary cam switch 7GN series, ON-OFF switch 1 pole 20A in plastic enclosure 90X90mm with red/yellow handle | http://datasheet.lovatoelectric.com/Rotary_cam_switches/RON/7GN2090P25.pdf
7GN2090U | 7GN2010U.jpg | http://datasheet.lovatoelectric.com/Rotary_cam_switches/products_images/7GN2010U.jpg | Rotary cam switch 7GN series, ON-OFF switch 1 pole 20A, for front mounting with black handle, front plate 48X48mm | http://datasheet.lovatoelectric.com/Rotary_cam_switches/ENG/7GN2090U.pdf | Commutatore a camme serie 7GN, interruttore 1 polo da 20A in esecuzione per montaggio frontale con maniglia nera, mostrina 48X48mm | http://datasheet.lovatoelectric.com/Rotary_cam_switches/ITA/7GN2090U.pdf | Łącznik krzywkowy serii 7GN, rozłącznik, 1 pole, 20A, do montażu tablicowego, z czarnym pokrętłem i tabliczką 48x48mm | http://datasheet.lovatoelectric.com/Rotary_cam_switches/POL/7GN2090U.pdf | Rotary cam switch 7GN series, ON-OFF switch 1 pole 20A, for front mounting with black handle, front plate 48X48mm | http://datasheet.lovatoelectric.com/Rotary_cam_switches/RON/7GN2090U.pdf
7GN2090U11 | 7GN2010U11.jpg | http://datasheet.lovatoelectric.com/Rotary_cam_switches/products_images/7GN2010U11.jpg | Rotary cam switch 7GN series, ON-OFF switch 1 pole 20A, for front mounting with black handle without front plate for hole Ø22mm fixing | http://datasheet.lovatoelectric.com/Rotary_cam_switches/ENG/7GN2090U11.pdf | Commutatore a camme serie 7GN, interruttore 1 polo da 20A in esecuzione per montaggio frontale con maniglia nera senza mostrina con fissaggio foro diametro 22mm | http://datasheet.lovatoelectric.com/Rotary_cam_switches/ITA/7GN2090U11.pdf | Łącznik krzywkowy serii 7GN, rozłącznik, 1 pole, 20A, do montażu tablicowego w otworze 22mm, z czarnym pokrętłem bez tabliczki | http://datasheet.lovatoelectric.com/Rotary_cam_switches/POL/7GN2090U11.pdf | Rotary cam switch 7GN series, ON-OFF switch 1 pole 20A, for front mounting with black handle without front plate for hole Ø22mm fixing | http://datasheet.lovatoelectric.com/Rotary_cam_switches/RON/7GN2090U11.pdf
7GN2090U12 | 7GN2010U12.jpg | http://datasheet.lovatoelectric.com/Rotary_cam_switches/products_images/7GN2010U12.jpg | Rotary cam switch 7GN series, ON-OFF switch 1 pole 20A, for front mounting without front plate with key operation for hole Ø22mm fixing | http://datasheet.lovatoelectric.com/Rotary_cam_switches/ENG/7GN2090U12.pdf | Commutatore a camme serie 7GN, interruttore 1 polo da 20A in esecuzione per montaggio frontale senza mostrina con comando a chiave e fissaggio foro diametro 22mm | http://datasheet.lovatoelectric.com/Rotary_cam_switches/ITA/7GN2090U12.pdf | Łącznik krzywkowy serii 7GN, rozłącznik, 1 pole, 20A, do montażu tablicowego w otworze 22mm, sterowanie kluczem, bez tabliczki | http://datasheet.lovatoelectric.com/Rotary_cam_switches/POL/7GN2090U12.pdf | Rotary cam switch 7GN series, ON-OFF switch 1 pole 20A, for front mounting without front plate with key operation for hole Ø22mm fixing | http://datasheet.lovatoelectric.com/Rotary_cam_switches/RON/7GN2090U12.pdf
7GN2090U25 | 7GN2010U25.jpg | http://datasheet.lovatoelectric.com/Rotary_cam_switches/products_images/7GN2010U25.jpg | Rotary cam switch 7GN series, ON-OFF switch 1 pole 20A, for front mounting with red/yellow handle padlockable in 0 and protection covers, front plate 65X65mm | http://datasheet.lovatoelectric.com/Rotary_cam_switches/ENG/7GN2090U25.pdf | Commutatore a camme serie 7GN, interruttore 1 polo da 20A in esecuzione per montaggio frontale con maniglia giallo/rossa lucchettabile in 0 e copriterminali, mostrina 65X65mm | http://datasheet.lovatoelectric.com/Rotary_cam_switches/ITA/7GN2090U25.pdf | Łącznik krzywkowy serii 7GN, rozłącznik, 1 pole, 20A, do montażu tablicowego, z żółto/czerwonym pokrętłem blokowanym w pozycji 0, osłonami zacisków i tabliczką 65x65mm | http://datasheet.lovatoelectric.com/Rotary_cam_switches/POL/7GN2090U25.pdf | Rotary cam switch 7GN series, ON-OFF switch 1 pole 20A, for front mounting with red/yellow handle padlockable in 0 and protection covers, front plate 65X65mm | http://datasheet.lovatoelectric.com/Rotary_cam_switches/RON/7GN2090U25.pdf
7GN2090U47 | 7GN2010U47.jpg | http://datasheet.lovatoelectric.com/Rotary_cam_switches/products_images/7GN2010U47.jpg | Rotary cam switch 7GN series, ON-OFF switch 1 pole 20A, for snap on front mounting with black handle for hole Ø22mm fixing, front plate 48X48mm | http://datasheet.lovatoelectric.com/Rotary_cam_switches/ENG/7GN2090U47.pdf | Commutatore a camme serie 7GN, interruttore 1 polo da 20A in esecuzione per montaggio frontale con maniglia nera e fissaggio a scatto per foro diametro 22mm, mostrina 48x48mm | http://datasheet.lovatoelectric.com/Rotary_cam_switches/ITA/7GN2090U47.pdf | Łącznik krzywkowy serii 7GN, rozłącznik, 1 pole, 20A, do montażu tablicowego w otworze 22mm z czarnym pokrętłem, montowanym na zatrzask do korpusu i tabliczką 48x48mm | http://datasheet.lovatoelectric.com/Rotary_cam_switches/POL/7GN2090U47.pdf | Rotary cam switch 7GN series, ON-OFF switch 1 pole 20A, for snap on front mounting with black handle for hole Ø22mm fixing, front plate 48X48mm | http://datasheet.lovatoelectric.com/Rotary_cam_switches/RON/7GN2090U47.pdf
7GN2090U65 | 7GN2010U65.jpg | http://datasheet.lovatoelectric.com/Rotary_cam_switches/products_images/7GN2010U65.jpg | Rotary cam switch 7GN series, ON-OFF switch 1 pole 20A, for front mounting with red/yellow handle padlockable in 0 and protection covers, front plate 65X65mm | http://datasheet.lovatoelectric.com/Rotary_cam_switches/ENG/7GN2090U65.pdf | Commutatore a camme serie 7GN, interruttore 1 polo da 20A in esecuzione per montaggio frontale con maniglia giallo/rossa lucchettabile in 0 e copriterminali, mostrina 65X65mm | http://datasheet.lovatoelectric.com/Rotary_cam_switches/ITA/7GN2090U65.pdf | Łącznik krzywkowy serii 7GN, rozłącznik, 1 pole, 20A, do montażu tablicowego, z żółto/czerwonym pokrętłem blokowanym w pozycji 0, osłonami zacisków i tabliczką 65x65mm | http://datasheet.lovatoelectric.com/Rotary_cam_switches/POL/7GN2090U65.pdf | Rotary cam switch 7GN series, ON-OFF switch 1 pole 20A, for front mounting with red/yellow handle padlockable in 0 and protection covers, front plate 65X65mm | http://datasheet.lovatoelectric.com/Rotary_cam_switches/RON/7GN2090U65.pdf
7GN2091O | 7GN2010O.jpg | http://datasheet.lovatoelectric.com/Rotary_cam_switches/products_images/7GN2010O.jpg | Rotary cam switch 7GN series, ON-OFF switch 2 poles 20A, for rear mounting with black handle, front plate 48X48mm | http://datasheet.lovatoelectric.com/Rotary_cam_switches/ENG/7GN2091O.pdf | Commutatore a camme serie 7GN, interruttore 2 poli da 20A in esecuzione per montaggio a fondo quadro con maniglia nera, mostrina 48X48mm | http://datasheet.lovatoelectric.com/Rotary_cam_switches/ITA/7GN2091O.pdf | Łącznik krzywkowy serii 7GN, rozłącznik, 2 pola, 20A, do montażu wewnątrz szafy z czarnym pokrętłem i tabliczką 48x48mm | http://datasheet.lovatoelectric.com/Rotary_cam_switches/POL/7GN2091O.pdf | Rotary cam switch 7GN series, ON-OFF switch 2 poles 20A, for rear mounting with black handle, front plate 48X48mm | http://datasheet.lovatoelectric.com/Rotary_cam_switches/RON/7GN2091O.pdf
7GN2091O48 | 7GN2010O48.jpg | http://datasheet.lovatoelectric.com/Rotary_cam_switches/products_images/7GN2010O48.jpg | Rotary cam switch 7GN series, ON-OFF switch 2 poles 20A, modular service cover for 35mm DIN reail mounting with black handle, front plate 45X54mm | http://datasheet.lovatoelectric.com/Rotary_cam_switches/ENG/7GN2091O48.pdf | Commutatore a camme serie 7GN, interruttore 2 poli da 20A in esecuzione modulare per montaggio su guida DIN con maniglia nera, mostrina 45X54mm | http://datasheet.lovatoelectric.com/Rotary_cam_switches/ITA/7GN2091O48.pdf | Łącznik krzywkowy serii 7GN, rozłącznik, 2 pola, 20A, wykonanie modułowe do montażu na szynie DIN 35mm, z czarnym pokrętłem i tabliczką 45x54mm | http://datasheet.lovatoelectric.com/Rotary_cam_switches/POL/7GN2091O48.pdf | Rotary cam switch 7GN series, ON-OFF switch 2 poles 20A, modular service cover for 35mm DIN reail mounting with black handle, front plate 45X54mm | http://datasheet.lovatoelectric.com/Rotary_cam_switches/RON/7GN2091O48.pdf
7GN2091O88 | 7GN2010O88.jpg | http://datasheet.lovatoelectric.com/Rotary_cam_switches/products_images/7GN2010O88.jpg | Rotary cam switch 7GN series, ON-OFF switch 2 poles 20A, for rear mounting with red/yellow handle padlockable in 0, door coupling and protection covers, front plate 65X65mm | http://datasheet.lovatoelectric.com/Rotary_cam_switches/ENG/7GN2091O88.pdf | Commutatore a camme serie 7GN, interruttore 2 poli da 20A in esecuzione per montaggio a fondo quadro con maniglia giallo/rossa lucchettabile in 0 con funzione blocco porta e copriterminali, mostrina 65X65mm | http://datasheet.lovatoelectric.com/Rotary_cam_switches/ITA/7GN2091O88.pdf | Łącznik krzywkowy serii 7GN, rozłącznik, 2 pola, 20A, do montażu wewnątrz szafy, z żółto/czerwonym pokrętłem blokowanym w pozycji 0, trzpieniem, osłonami zacisków i tabliczką 65x65mm | http://datasheet.lovatoelectric.com/Rotary_cam_switches/POL/7GN2091O88.pdf | Rotary cam switch 7GN series, ON-OFF switch 2 poles 20A, for rear mounting with red/yellow handle padlockable in 0, door coupling and protection covers, front plate 65X65mm | http://datasheet.lovatoelectric.com/Rotary_cam_switches/RON/7GN2091O88.pdf
7GN2091O98 | 7GN2010O98.jpg | http://datasheet.lovatoelectric.com/Rotary_cam_switches/products_images/7GN2010O98.jpg | Rotary cam switch 7GN series, ON-OFF switch 2 poles 20A, for rear mounting with red/yellow handle padlockable in 0, door coupling and protection covers, front plate 65X65mm | http://datasheet.lovatoelectric.com/Rotary_cam_switches/ENG/7GN2091O98.pdf | Commutatore a camme serie 7GN, interruttore 2 poli da 20A in esecuzione per montaggio a fondo quadro con maniglia giallo/rossa lucchettabile in 0 con funzione blocco porta e copriterminali, mostrina 65X65mm | http://datasheet.lovatoelectric.com/Rotary_cam_switches/ITA/7GN2091O98.pdf | Łącznik krzywkowy serii 7GN, rozłącznik, 2 pola, 20A, do montażu wewnątrz szafy, z żółto/czerwonym pokrętłem blokowanym w pozycji 0, trzpieniem, osłonami zacisków i tabliczką 65x65mm | http://datasheet.lovatoelectric.com/Rotary_cam_switches/POL/7GN2091O98.pdf | Rotary cam switch 7GN series, ON-OFF switch 2 poles 20A, for rear mounting with red/yellow handle padlockable in 0, door coupling and protection covers, front plate 65X65mm | http://datasheet.lovatoelectric.com/Rotary_cam_switches/RON/7GN2091O98.pdf
7GN2091P | 7GN2010P.jpg | http://datasheet.lovatoelectric.com/Rotary_cam_switches/products_images/7GN2010P.jpg | Enclosed rotary cam switch 7GN series, ON-OFF switch 2 poles 20A in plastic enclosure 75X75mm with black handle | http://datasheet.lovatoelectric.com/Rotary_cam_switches/ENG/7GN2091P.pdf | Commutatore a camme serie 7GN, interruttore 2 poli da 20A in cassetta plastica 75X75mm con maniglia nera | http://datasheet.lovatoelectric.com/Rotary_cam_switches/ITA/7GN2091P.pdf | Łącznik krzywkowy serii 7GN, rozłącznik, 2 pola, 20A, w obudowie 75x75mm i czarnym pokrętłem | http://datasheet.lovatoelectric.com/Rotary_cam_switches/POL/7GN2091P.pdf | Enclosed rotary cam switch 7GN series, ON-OFF switch 2 poles 20A in plastic enclosure 75X75mm with black handle | http://datasheet.lovatoelectric.com/Rotary_cam_switches/RON/7GN2091P.pdf
7GN2091P25 | 7GN1210P25.jpg | http://datasheet.lovatoelectric.com/Rotary_cam_switches/products_images/7GN1210P25.jpg | Enclosed rotary cam switch 7GN series, ON-OFF switch 2 poles 20A in plastic enclosure 90X90mm with red/yellow handle | http://datasheet.lovatoelectric.com/Rotary_cam_switches/ENG/7GN2091P25.pdf | Commutatore a camme serie 7GN, interruttore 2 poli da 20A in cassetta plastica 90X90mm con maniglia giallo/rossa | http://datasheet.lovatoelectric.com/Rotary_cam_switches/ITA/7GN2091P25.pdf | Łącznik krzywkowy serii 7GN, rozłącznik, 2 pola, 20A, w obudowie 90x90mm i żółto/czerwonym pokrętłem | http://datasheet.lovatoelectric.com/Rotary_cam_switches/POL/7GN2091P25.pdf | Enclosed rotary cam switch 7GN series, ON-OFF switch 2 poles 20A in plastic enclosure 90X90mm with red/yellow handle | http://datasheet.lovatoelectric.com/Rotary_cam_switches/RON/7GN2091P25.pdf
7GN2091U | 7GN2010U.jpg | http://datasheet.lovatoelectric.com/Rotary_cam_switches/products_images/7GN2010U.jpg | Rotary cam switch 7GN series, ON-OFF switch 2 poles 20A, for front mounting with black handle, front plate 48X48mm | http://datasheet.lovatoelectric.com/Rotary_cam_switches/ENG/7GN2091U.pdf | Commutatore a camme serie 7GN, interruttore 2 poli da 20A in esecuzione per montaggio frontale con maniglia nera, mostrina 48X48mm | http://datasheet.lovatoelectric.com/Rotary_cam_switches/ITA/7GN2091U.pdf | Łącznik krzywkowy serii 7GN, rozłącznik, 2 pola, 20A, do montażu tablicowego, z czarnym pokrętłem i tabliczką 48x48mm | http://datasheet.lovatoelectric.com/Rotary_cam_switches/POL/7GN2091U.pdf | Rotary cam switch 7GN series, ON-OFF switch 2 poles 20A, for front mounting with black handle, front plate 48X48mm | http://datasheet.lovatoelectric.com/Rotary_cam_switches/RON/7GN2091U.pdf
7GN2091U11 | 7GN2010U11.jpg | http://datasheet.lovatoelectric.com/Rotary_cam_switches/products_images/7GN2010U11.jpg | Rotary cam switch 7GN series, ON-OFF switch 2 poles 20A, for front mounting with black handle without front plate for hole Ø22mm fixing | http://datasheet.lovatoelectric.com/Rotary_cam_switches/ENG/7GN2091U11.pdf | Commutatore a camme serie 7GN, interruttore 2 poli da 20A in esecuzione per montaggio frontale con maniglia nera senza mostrina con fissaggio foro diametro 22mm | http://datasheet.lovatoelectric.com/Rotary_cam_switches/ITA/7GN2091U11.pdf | Łącznik krzywkowy serii 7GN, rozłącznik, 2 pola, 20A, do montażu tablicowego w otworze 22mm, z czarnym pokrętłem bez tabliczki | http://datasheet.lovatoelectric.com/Rotary_cam_switches/POL/7GN2091U11.pdf | Rotary cam switch 7GN series, ON-OFF switch 2 poles 20A, for front mounting with black handle without front plate for hole Ø22mm fixing | http://datasheet.lovatoelectric.com/Rotary_cam_switches/RON/7GN2091U11.pdf
7GN2091U12 | 7GN2010U12.jpg | http://datasheet.lovatoelectric.com/Rotary_cam_switches/products_images/7GN2010U12.jpg | Rotary cam switch 7GN series, ON-OFF switch 2 poles 20A, for front mounting without front plate with key operation for hole Ø22mm fixing | http://datasheet.lovatoelectric.com/Rotary_cam_switches/ENG/7GN2091U12.pdf | Commutatore a camme serie 7GN, interruttore 2 poli da 20A in esecuzione per montaggio frontale senza mostrina con comando a chiave e fissaggio foro diametro 22mm | http://datasheet.lovatoelectric.com/Rotary_cam_switches/ITA/7GN2091U12.pdf | Łącznik krzywkowy serii 7GN, rozłącznik, 2 pola, 20A, do montażu tablicowego w otworze 22mm, sterowanie kluczem, bez tabliczki | http://datasheet.lovatoelectric.com/Rotary_cam_switches/POL/7GN2091U12.pdf | Rotary cam switch 7GN series, ON-OFF switch 2 poles 20A, for front mounting without front plate with key operation for hole Ø22mm fixing | http://datasheet.lovatoelectric.com/Rotary_cam_switches/RON/7GN2091U12.pdf
7GN2091U25 | 7GN2010U25.jpg | http://datasheet.lovatoelectric.com/Rotary_cam_switches/products_images/7GN2010U25.jpg | Rotary cam switch 7GN series, ON-OFF switch 2 poles 20A, for front mounting with red/yellow handle padlockable in 0 and protection covers, front plate 65X65mm | http://datasheet.lovatoelectric.com/Rotary_cam_switches/ENG/7GN2091U25.pdf | Commutatore a camme serie 7GN, interruttore 2 poli da 20A in esecuzione per montaggio frontale con maniglia giallo/rossa lucchettabile in 0 e copriterminali, mostrina 65X65mm | http://datasheet.lovatoelectric.com/Rotary_cam_switches/ITA/7GN2091U25.pdf | Łącznik krzywkowy serii 7GN, rozłącznik, 2 pola, 20A, do montażu tablicowego, z żółto/czerwonym pokrętłem blokowanym w pozycji 0, osłonami zacisków i tabliczką 65x65mm | http://datasheet.lovatoelectric.com/Rotary_cam_switches/POL/7GN2091U25.pdf | Rotary cam switch 7GN series, ON-OFF switch 2 poles 20A, for front mounting with red/yellow handle padlockable in 0 and protection covers, front plate 65X65mm | http://datasheet.lovatoelectric.com/Rotary_cam_switches/RON/7GN2091U25.pdf
7GN2091U47 | 7GN2010U47.jpg | http://datasheet.lovatoelectric.com/Rotary_cam_switches/products_images/7GN2010U47.jpg | Rotary cam switch 7GN series, ON-OFF switch 2 poles 20A, for snap on front mounting with black handle for hole Ø22mm fixing, front plate 48X48mm | http://datasheet.lovatoelectric.com/Rotary_cam_switches/ENG/7GN2091U47.pdf | Commutatore a camme serie 7GN, interruttore 2 poli da 20A in esecuzione per montaggio frontale con maniglia nera e fissaggio a scatto per foro diametro 22mm, mostrina 48x48mm | http://datasheet.lovatoelectric.com/Rotary_cam_switches/ITA/7GN2091U47.pdf | Łącznik krzywkowy serii 7GN, rozłącznik, 2 pola, 20A, do montażu tablicowego w otworze 22mm z czarnym pokrętłem, montowanym na zatrzask do korpusu i tabliczką 48x48mm | http://datasheet.lovatoelectric.com/Rotary_cam_switches/POL/7GN2091U47.pdf | Rotary cam switch 7GN series, ON-OFF switch 2 poles 20A, for snap on front mounting with black handle for hole Ø22mm fixing, front plate 48X48mm | http://datasheet.lovatoelectric.com/Rotary_cam_switches/RON/7GN2091U47.pdf
7GN2091U65 | 7GN2010U65.jpg | http://datasheet.lovatoelectric.com/Rotary_cam_switches/products_images/7GN2010U65.jpg | Rotary cam switch 7GN series, ON-OFF switch 2 poles 20A, for front mounting with red/yellow handle padlockable in 0 and protection covers, front plate 65X65mm | http://datasheet.lovatoelectric.com/Rotary_cam_switches/ENG/7GN2091U65.pdf | Commutatore a camme serie 7GN, interruttore 2 poli da 20A in esecuzione per montaggio frontale con maniglia giallo/rossa lucchettabile in 0 e copriterminali, mostrina 65X65mm | http://datasheet.lovatoelectric.com/Rotary_cam_switches/ITA/7GN2091U65.pdf | Łącznik krzywkowy serii 7GN, rozłącznik, 2 pola, 20A, do montażu tablicowego, z żółto/czerwonym pokrętłem blokowanym w pozycji 0, osłonami zacisków i tabliczką 65x65mm | http://datasheet.lovatoelectric.com/Rotary_cam_switches/POL/7GN2091U65.pdf | Rotary cam switch 7GN series, ON-OFF switch 2 poles 20A, for front mounting with red/yellow handle padlockable in 0 and protection covers, front plate 65X65mm | http://datasheet.lovatoelectric.com/Rotary_cam_switches/RON/7GN2091U65.pdf
7GN2092O | 7GN2010O.jpg | http://datasheet.lovatoelectric.com/Rotary_cam_switches/products_images/7GN2010O.jpg | Rotary cam switch 7GN series, ON-OFF switch 4 poles 20A, for rear mounting with black handle, front plate 48X48mm | http://datasheet.lovatoelectric.com/Rotary_cam_switches/ENG/7GN2092O.pdf | Commutatore a camme serie 7GN, interruttore 4 poli da 20A in esecuzione per montaggio a fondo quadro con maniglia nera, mostrina 48X48mm | http://datasheet.lovatoelectric.com/Rotary_cam_switches/ITA/7GN2092O.pdf | Łącznik krzywkowy serii 7GN, rozłącznik, 4 pola, 20A, do montażu wewnątrz szafy z czarnym pokrętłem i tabliczką 48x48mm | http://datasheet.lovatoelectric.com/Rotary_cam_switches/POL/7GN2092O.pdf | Rotary cam switch 7GN series, ON-OFF switch 4 poles 20A, for rear mounting with black handle, front plate 48X48mm | http://datasheet.lovatoelectric.com/Rotary_cam_switches/RON/7GN2092O.pdf
7GN2092O48 | 7GN2010O48.jpg | http://datasheet.lovatoelectric.com/Rotary_cam_switches/products_images/7GN2010O48.jpg | Rotary cam switch 7GN series, ON-OFF switch 4 poles 20A, modular service cover for 35mm DIN reail mounting with black handle, front plate 45X54mm | http://datasheet.lovatoelectric.com/Rotary_cam_switches/ENG/7GN2092O48.pdf | Commutatore a camme serie 7GN, interruttore 4 poli da 20A in esecuzione modulare per montaggio su guida DIN con maniglia nera, mostrina 45X54mm | http://datasheet.lovatoelectric.com/Rotary_cam_switches/ITA/7GN2092O48.pdf | Łącznik krzywkowy serii 7GN, rozłącznik, 4 pola, 20A, wykonanie modułowe do montażu na szynie DIN 35mm, z czarnym pokrętłem i tabliczką 45x54mm | http://datasheet.lovatoelectric.com/Rotary_cam_switches/POL/7GN2092O48.pdf | Rotary cam switch 7GN series, ON-OFF switch 4 poles 20A, modular service cover for 35mm DIN reail mounting with black handle, front plate 45X54mm | http://datasheet.lovatoelectric.com/Rotary_cam_switches/RON/7GN2092O48.pdf
7GN2092O88 | 7GN2010O88.jpg | http://datasheet.lovatoelectric.com/Rotary_cam_switches/products_images/7GN2010O88.jpg | Rotary cam switch 7GN series, ON-OFF switch 4 poles 20A, for rear mounting with red/yellow handle padlockable in 0, door coupling and protection covers, front plate 65X65mm | http://datasheet.lovatoelectric.com/Rotary_cam_switches/ENG/7GN2092O88.pdf | Commutatore a camme serie 7GN, interruttore 4 poli da 20A in esecuzione per montaggio a fondo quadro con maniglia giallo/rossa lucchettabile in 0 con funzione blocco porta e copriterminali, mostrina 65X65mm | http://datasheet.lovatoelectric.com/Rotary_cam_switches/ITA/7GN2092O88.pdf | Łącznik krzywkowy serii 7GN, rozłącznik, 4 pola, 20A, do montażu wewnątrz szafy, z żółto/czerwonym pokrętłem blokowanym w pozycji 0, trzpieniem, osłonami zacisków i tabliczką 65x65mm | http://datasheet.lovatoelectric.com/Rotary_cam_switches/POL/7GN2092O88.pdf | Rotary cam switch 7GN series, ON-OFF switch 4 poles 20A, for rear mounting with red/yellow handle padlockable in 0, door coupling and protection covers, front plate 65X65mm | http://datasheet.lovatoelectric.com/Rotary_cam_switches/RON/7GN2092O88.pdf
7GN2092O98 | 7GN2010O98.jpg | http://datasheet.lovatoelectric.com/Rotary_cam_switches/products_images/7GN2010O98.jpg | Rotary cam switch 7GN series, ON-OFF switch 4 poles 20A, for rear mounting with red/yellow handle padlockable in 0, door coupling and protection covers, front plate 65X65mm | http://datasheet.lovatoelectric.com/Rotary_cam_switches/ENG/7GN2092O98.pdf | Commutatore a camme serie 7GN, interruttore 4 poli da 20A in esecuzione per montaggio a fondo quadro con maniglia giallo/rossa lucchettabile in 0 con funzione blocco porta e copriterminali, mostrina 65X65mm | http://datasheet.lovatoelectric.com/Rotary_cam_switches/ITA/7GN2092O98.pdf | Łącznik krzywkowy serii 7GN, rozłącznik, 4 pola, 20A, do montażu wewnątrz szafy, z żółto/czerwonym pokrętłem blokowanym w pozycji 0, trzpieniem, osłonami zacisków i tabliczką 65x65mm | http://datasheet.lovatoelectric.com/Rotary_cam_switches/POL/7GN2092O98.pdf | Rotary cam switch 7GN series, ON-OFF switch 4 poles 20A, for rear mounting with red/yellow handle padlockable in 0, door coupling and protection covers, front plate 65X65mm | http://datasheet.lovatoelectric.com/Rotary_cam_switches/RON/7GN2092O98.pdf
7GN2092P | 7GN2010P.jpg | http://datasheet.lovatoelectric.com/Rotary_cam_switches/products_images/7GN2010P.jpg | Enclosed rotary cam switch 7GN series, ON-OFF switch 4 poles 20A in plastic enclosure 75X75mm with black handle | http://datasheet.lovatoelectric.com/Rotary_cam_switches/ENG/7GN2092P.pdf | Commutatore a camme serie 7GN, interruttore 4 poli da 20A in cassetta plastica 75X75mm con maniglia nera | http://datasheet.lovatoelectric.com/Rotary_cam_switches/ITA/7GN2092P.pdf | Łącznik krzywkowy serii 7GN, rozłącznik, 4 pola, 20A, w obudowie 75x75mm i czarnym pokrętłem | http://datasheet.lovatoelectric.com/Rotary_cam_switches/POL/7GN2092P.pdf | Enclosed rotary cam switch 7GN series, ON-OFF switch 4 poles 20A in plastic enclosure 75X75mm with black handle | http://datasheet.lovatoelectric.com/Rotary_cam_switches/RON/7GN2092P.pdf
7GN2092P25 | 7GN1210P25.jpg | http://datasheet.lovatoelectric.com/Rotary_cam_switches/products_images/7GN1210P25.jpg | Enclosed rotary cam switch 7GN series, ON-OFF switch 4 poles 20A in plastic enclosure 90X90mm with red/yellow handle | http://datasheet.lovatoelectric.com/Rotary_cam_switches/ENG/7GN2092P25.pdf | Commutatore a camme serie 7GN, interruttore 4 poli da 20A in cassetta plastica 90X90mm con maniglia giallo/rossa | http://datasheet.lovatoelectric.com/Rotary_cam_switches/ITA/7GN2092P25.pdf | Łącznik krzywkowy serii 7GN, rozłącznik, 4 pola, 20A, w obudowie 90x90mm i żółto/czerwonym pokrętłem | http://datasheet.lovatoelectric.com/Rotary_cam_switches/POL/7GN2092P25.pdf | Enclosed rotary cam switch 7GN series, ON-OFF switch 4 poles 20A in plastic enclosure 90X90mm with red/yellow handle | http://datasheet.lovatoelectric.com/Rotary_cam_switches/RON/7GN2092P25.pdf
7GN2092U | 7GN2010U.jpg | http://datasheet.lovatoelectric.com/Rotary_cam_switches/products_images/7GN2010U.jpg | Rotary cam switch 7GN series, ON-OFF switch 4 poles 20A, for front mounting with black handle, front plate 48X48mm | http://datasheet.lovatoelectric.com/Rotary_cam_switches/ENG/7GN2092U.pdf | Commutatore a camme serie 7GN, interruttore 4 poli da 20A in esecuzione per montaggio frontale con maniglia nera, mostrina 48X48mm | http://datasheet.lovatoelectric.com/Rotary_cam_switches/ITA/7GN2092U.pdf | Łącznik krzywkowy serii 7GN, rozłącznik, 4 pola, 20A, do montażu tablicowego, z czarnym pokrętłem i tabliczką 48x48mm | http://datasheet.lovatoelectric.com/Rotary_cam_switches/POL/7GN2092U.pdf | Rotary cam switch 7GN series, ON-OFF switch 4 poles 20A, for front mounting with black handle, front plate 48X48mm | http://datasheet.lovatoelectric.com/Rotary_cam_switches/RON/7GN2092U.pdf
7GN2092U11 | 7GN2010U11.jpg | http://datasheet.lovatoelectric.com/Rotary_cam_switches/products_images/7GN2010U11.jpg | Rotary cam switch 7GN series, ON-OFF switch 4 poles 20A, for front mounting with black handle without front plate for hole Ø22mm fixing | http://datasheet.lovatoelectric.com/Rotary_cam_switches/ENG/7GN2092U11.pdf | Commutatore a camme serie 7GN, interruttore 4 poli da 20A in esecuzione per montaggio frontale con maniglia nera senza mostrina con fissaggio foro diametro 22mm | http://datasheet.lovatoelectric.com/Rotary_cam_switches/ITA/7GN2092U11.pdf | Łącznik krzywkowy serii 7GN, rozłącznik, 4 pola, 20A, do montażu tablicowego w otworze 22mm, z czarnym pokrętłem bez tabliczki | http://datasheet.lovatoelectric.com/Rotary_cam_switches/POL/7GN2092U11.pdf | Rotary cam switch 7GN series, ON-OFF switch 4 poles 20A, for front mounting with black handle without front plate for hole Ø22mm fixing | http://datasheet.lovatoelectric.com/Rotary_cam_switches/RON/7GN2092U11.pdf
7GN2092U12 | 7GN2010U12.jpg | http://datasheet.lovatoelectric.com/Rotary_cam_switches/products_images/7GN2010U12.jpg | Rotary cam switch 7GN series, ON-OFF switch 4 poles 20A, for front mounting without front plate with key operation for hole Ø22mm fixing | http://datasheet.lovatoelectric.com/Rotary_cam_switches/ENG/7GN2092U12.pdf | Commutatore a camme serie 7GN, interruttore 4 poli da 20A in esecuzione per montaggio frontale senza mostrina con comando a chiave e fissaggio foro diametro 22mm | http://datasheet.lovatoelectric.com/Rotary_cam_switches/ITA/7GN2092U12.pdf | Łącznik krzywkowy serii 7GN, rozłącznik, 4 pola, 20A, do montażu tablicowego w otworze 22mm, sterowanie kluczem, bez tabliczki | http://datasheet.lovatoelectric.com/Rotary_cam_switches/POL/7GN2092U12.pdf | Rotary cam switch 7GN series, ON-OFF switch 4 poles 20A, for front mounting without front plate with key operation for hole Ø22mm fixing | http://datasheet.lovatoelectric.com/Rotary_cam_switches/RON/7GN2092U12.pdf
7GN2092U25 | 7GN2010U25.jpg | http://datasheet.lovatoelectric.com/Rotary_cam_switches/products_images/7GN2010U25.jpg | Rotary cam switch 7GN series, ON-OFF switch 4 poles 20A, for front mounting with red/yellow handle padlockable in 0 and protection covers, front plate 65X65mm | http://datasheet.lovatoelectric.com/Rotary_cam_switches/ENG/7GN2092U25.pdf | Commutatore a camme serie 7GN, interruttore 4 poli da 20A in esecuzione per montaggio frontale con maniglia giallo/rossa lucchettabile in 0 e copriterminali, mostrina 65X65mm | http://datasheet.lovatoelectric.com/Rotary_cam_switches/ITA/7GN2092U25.pdf | Łącznik krzywkowy serii 7GN, rozłącznik, 4 pola, 20A, do montażu tablicowego, z żółto/czerwonym pokrętłem blokowanym w pozycji 0, osłonami zacisków i tabliczką 65x65mm | http://datasheet.lovatoelectric.com/Rotary_cam_switches/POL/7GN2092U25.pdf | Rotary cam switch 7GN series, ON-OFF switch 4 poles 20A, for front mounting with red/yellow handle padlockable in 0 and protection covers, front plate 65X65mm | http://datasheet.lovatoelectric.com/Rotary_cam_switches/RON/7GN2092U25.pdf
7GN2092U47 | 7GN2010U47.jpg | http://datasheet.lovatoelectric.com/Rotary_cam_switches/products_images/7GN2010U47.jpg | Rotary cam switch 7GN series, ON-OFF switch 4 poles 20A, for snap on front mounting with black handle for hole Ø22mm fixing, front plate 48X48mm | http://datasheet.lovatoelectric.com/Rotary_cam_switches/ENG/7GN2092U47.pdf | Commutatore a camme serie 7GN, interruttore 4 poli da 20A in esecuzione per montaggio frontale con maniglia nera e fissaggio a scatto per foro diametro 22mm, mostrina 48x48mm | http://datasheet.lovatoelectric.com/Rotary_cam_switches/ITA/7GN2092U47.pdf | Łącznik krzywkowy serii 7GN, rozłącznik, 4 pola, 20A, do montażu tablicowego w otworze 22mm z czarnym pokrętłem, montowanym na zatrzask do korpusu i tabliczką 48x48mm | http://datasheet.lovatoelectric.com/Rotary_cam_switches/POL/7GN2092U47.pdf | Rotary cam switch 7GN series, ON-OFF switch 4 poles 20A, for snap on front mounting with black handle for hole Ø22mm fixing, front plate 48X48mm | http://datasheet.lovatoelectric.com/Rotary_cam_switches/RON/7GN2092U47.pdf
7GN2092U65 | 7GN2010U65.jpg | http://datasheet.lovatoelectric.com/Rotary_cam_switches/products_images/7GN2010U65.jpg | Rotary cam switch 7GN series, ON-OFF switch 4 poles 20A, for front mounting with red/yellow handle padlockable in 0 and protection covers, front plate 65X65mm | http://datasheet.lovatoelectric.com/Rotary_cam_switches/ENG/7GN2092U65.pdf | Commutatore a camme serie 7GN, interruttore 4 poli da 20A in esecuzione per montaggio frontale con maniglia giallo/rossa lucchettabile in 0 e copriterminali, mostrina 65X65mm | http://datasheet.lovatoelectric.com/Rotary_cam_switches/ITA/7GN2092U65.pdf | Łącznik krzywkowy serii 7GN, rozłącznik, 4 pola, 20A, do montażu tablicowego, z żółto/czerwonym pokrętłem blokowanym w pozycji 0, osłonami zacisków i tabliczką 65x65mm | http://datasheet.lovatoelectric.com/Rotary_cam_switches/POL/7GN2092U65.pdf | Rotary cam switch 7GN series, ON-OFF switch 4 poles 20A, for front mounting with red/yellow handle padlockable in 0 and protection covers, front plate 65X65mm | http://datasheet.lovatoelectric.com/Rotary_cam_switches/RON/7GN2092U65.pdf
7GN2093O |  |  | Rotary cam switch 7GN series, multi-step 1-2-3, 3 poles 20A, for rear mounting with black handle, front plate 48X48mm | http://datasheet.lovatoelectric.com/Rotary_cam_switches/ENG/7GN2093O.pdf | Commutatore a camme serie 7GN, multivia 1-2-3 3 poli da 20A in esecuzione per montaggio a fondo quadro con maniglia nera, mostrina 48X48mm | http://datasheet.lovatoelectric.com/Rotary_cam_switches/ITA/7GN2093O.pdf | Łącznik krzywkowy serii 7GN, wielopozycyjny 1-2-3, 3 pola, 20A, do montażu wewnątrz szafy z czarnym pokrętłem i tabliczką 48x48mm | http://datasheet.lovatoelectric.com/Rotary_cam_switches/POL/7GN2093O.pdf | Rotary cam switch 7GN series, multi-step 1-2-3, 3 poles 20A, for rear mounting with black handle, front plate 48X48mm | http://datasheet.lovatoelectric.com/Rotary_cam_switches/RON/7GN2093O.pdf
7GN2093O48 |  |  | Rotary cam switch 7GN series, multi-step 1-2-3, 3 poles 20A, modular service cover for 35mm DIN reail mounting with black handle, front plate 45X54mm | http://datasheet.lovatoelectric.com/Rotary_cam_switches/ENG/7GN2093O48.pdf | Commutatore a camme serie 7GN, multivia 1-2-3 3 poli da 20A in esecuzione modulare per montaggio su guida DIN con maniglia nera, mostrina 45X54mm | http://datasheet.lovatoelectric.com/Rotary_cam_switches/ITA/7GN2093O48.pdf | Łącznik krzywkowy serii 7GN, wielopozycyjny 1-2-3, 3 pola, 20A, wykonanie modułowe do montażu na szynie DIN 35mm, z czarnym pokrętłem i tabliczką 45x54mm | http://datasheet.lovatoelectric.com/Rotary_cam_switches/POL/7GN2093O48.pdf | Rotary cam switch 7GN series, multi-step 1-2-3, 3 poles 20A, modular service cover for 35mm DIN reail mounting with black handle, front plate 45X54mm | http://datasheet.lovatoelectric.com/Rotary_cam_switches/RON/7GN2093O48.pdf
7GN2093P |  |  | Enclosed rotary cam switch 7GN series, multi-step 1-2-3, 3 poles 20A in plastic enclosure 75X75mm with black handle | http://datasheet.lovatoelectric.com/Rotary_cam_switches/ENG/7GN2093P.pdf | Commutatore a camme serie 7GN, multivia 1-2-3 3 poli da 20A in cassetta plastica 75X75mm con maniglia nera | http://datasheet.lovatoelectric.com/Rotary_cam_switches/ITA/7GN2093P.pdf | Łącznik krzywkowy serii 7GN, wielopozycyjny 1-2-3, 3 pola, 20A, w obudowie 75x75mm i czarnym pokrętłem | http://datasheet.lovatoelectric.com/Rotary_cam_switches/POL/7GN2093P.pdf | Enclosed rotary cam switch 7GN series, multi-step 1-2-3, 3 poles 20A in plastic enclosure 75X75mm with black handle | http://datasheet.lovatoelectric.com/Rotary_cam_switches/RON/7GN2093P.pdf
7GN2093U |  |  | Rotary cam switch 7GN series, multi-step 1-2-3, 3 poles 20A, for front mounting with black handle, front plate 48X48mm | http://datasheet.lovatoelectric.com/Rotary_cam_switches/ENG/7GN2093U.pdf | Commutatore a camme serie 7GN, multivia 1-2-3 3 poli da 20A in esecuzione per montaggio frontale con maniglia nera, mostrina 48X48mm | http://datasheet.lovatoelectric.com/Rotary_cam_switches/ITA/7GN2093U.pdf | Łącznik krzywkowy serii 7GN, wielopozycyjny 1-2-3, 3 pola, 20A, do montażu tablicowego, z czarnym pokrętłem i tabliczką 48x48mm | http://datasheet.lovatoelectric.com/Rotary_cam_switches/POL/7GN2093U.pdf | Rotary cam switch 7GN series, multi-step 1-2-3, 3 poles 20A, for front mounting with black handle, front plate 48X48mm | http://datasheet.lovatoelectric.com/Rotary_cam_switches/RON/7GN2093U.pdf
7GN2093U47 |  |  | Rotary cam switch 7GN series, multi-step 1-2-3, 3 poles 20A, for snap on front mounting with black handle for hole Ø22mm fixing, front plate 48X48mm | http://datasheet.lovatoelectric.com/Rotary_cam_switches/ENG/7GN2093U47.pdf | Commutatore a camme serie 7GN, multivia 1-2-3 3 poli da 20A in esecuzione per montaggio frontale con maniglia nera e fissaggio a scatto per foro diametro 22mm, mostrina 48X48mm | http://datasheet.lovatoelectric.com/Rotary_cam_switches/ITA/7GN2093U47.pdf | Łącznik krzywkowy serii 7GN, wielopozycyjny 1-2-3, 3 pola, 20A, do montażu tablicowego w otworze 22mm z czarnym pokrętłem, montowanym na zatrzask do korpusu i tabliczką 48x48mm | http://datasheet.lovatoelectric.com/Rotary_cam_switches/POL/7GN2093U47.pdf | Rotary cam switch 7GN series, multi-step 1-2-3, 3 poles 20A, for snap on front mounting with black handle for hole Ø22mm fixing, front plate 48X48mm | http://datasheet.lovatoelectric.com/Rotary_cam_switches/RON/7GN2093U47.pdf
7GN2094O |  |  | Rotary cam switch 7GN series, multi-step 1-2-3-4, 3 poles 20A, for rear mounting with black handle, front plate 48X48mm | http://datasheet.lovatoelectric.com/Rotary_cam_switches/ENG/7GN2094O.pdf | Commutatore a camme serie 7GN, multivia 1-2-3-4 3 poli da 20A in esecuzione per montaggio a fondo quadro con maniglia nera, mostrina 48X48mm | http://datasheet.lovatoelectric.com/Rotary_cam_switches/ITA/7GN2094O.pdf | Łącznik krzywkowy serii 7GN, wielopozycyjny 1-2-3-4, 3 pola, 20A, do montażu wewnątrz szafy z czarnym pokrętłem i tabliczką 48x48mm | http://datasheet.lovatoelectric.com/Rotary_cam_switches/POL/7GN2094O.pdf | Rotary cam switch 7GN series, multi-step 1-2-3-4, 3 poles 20A, for rear mounting with black handle, front plate 48X48mm | http://datasheet.lovatoelectric.com/Rotary_cam_switches/RON/7GN2094O.pdf
7GN2094O48 |  |  | Rotary cam switch 7GN series, multi-step 1-2-3-4, 3 poles 20A, modular service cover for 35mm DIN reail mounting with black handle, front plate 45X54mm | http://datasheet.lovatoelectric.com/Rotary_cam_switches/ENG/7GN2094O48.pdf | Commutatore a camme serie 7GN, multivia 1-2-3-4 3 poli da 20A in esecuzione modulare per montaggio su guida DIN con maniglia nera, mostrina 45X54mm | http://datasheet.lovatoelectric.com/Rotary_cam_switches/ITA/7GN2094O48.pdf | Łącznik krzywkowy serii 7GN, wielopozycyjny 1-2-3-4, 3 pola, 20A, wykonanie modułowe do montażu na szynie DIN 35mm, z czarnym pokrętłem i tabliczką 45x54mm | http://datasheet.lovatoelectric.com/Rotary_cam_switches/POL/7GN2094O48.pdf | Rotary cam switch 7GN series, multi-step 1-2-3-4, 3 poles 20A, modular service cover for 35mm DIN reail mounting with black handle, front plate 45X54mm | http://datasheet.lovatoelectric.com/Rotary_cam_switches/RON/7GN2094O48.pdf
7GN2094P |  |  | Enclosed rotary cam switch 7GN series, multi-step 1-2-3-4, 3 poles 20A in plastic enclosure 75X75mm with black handle | http://datasheet.lovatoelectric.com/Rotary_cam_switches/ENG/7GN2094P.pdf | Commutatore a camme serie 7GN, multivia 1-2-3-4 3 poli da 20A in cassetta plastica 75X75mm con maniglia nera | http://datasheet.lovatoelectric.com/Rotary_cam_switches/ITA/7GN2094P.pdf | Łącznik krzywkowy serii 7GN, wielopozycyjny 1-2-3-4, 3 pola, 20A, w obudowie 75x75mm i czarnym pokrętłem | http://datasheet.lovatoelectric.com/Rotary_cam_switches/POL/7GN2094P.pdf | Enclosed rotary cam switch 7GN series, multi-step 1-2-3-4, 3 poles 20A in plastic enclosure 75X75mm with black handle | http://datasheet.lovatoelectric.com/Rotary_cam_switches/RON/7GN2094P.pdf
7GN2094U |  |  | Rotary cam switch 7GN series, multi-step 1-2-3-4, 3 poles 20A, for front mounting with black handle, front plate 48X48mm | http://datasheet.lovatoelectric.com/Rotary_cam_switches/ENG/7GN2094U.pdf | Commutatore a camme serie 7GN, multivia 1-2-3-4 3 poli da 20A in esecuzione per montaggio frontale con maniglia nera, mostrina 48X48mm | http://datasheet.lovatoelectric.com/Rotary_cam_switches/ITA/7GN2094U.pdf | Łącznik krzywkowy serii 7GN, wielopozycyjny 1-2-3-4, 3 pola, 20A, do montażu tablicowego, z czarnym pokrętłem i tabliczką 48x48mm | http://datasheet.lovatoelectric.com/Rotary_cam_switches/POL/7GN2094U.pdf | Rotary cam switch 7GN series, multi-step 1-2-3-4, 3 poles 20A, for front mounting with black handle, front plate 48X48mm | http://datasheet.lovatoelectric.com/Rotary_cam_switches/RON/7GN2094U.pdf
7GN2094U47 |  |  | Rotary cam switch 7GN series, multi-step 1-2-3-4, 3 poles 20A, for snap on front mounting with black handle for hole Ø22mm fixing, front plate 48X48mm | http://datasheet.lovatoelectric.com/Rotary_cam_switches/ENG/7GN2094U47.pdf | Commutatore a camme serie 7GN, multivia 1-2-3-4 3 poli da 20A in esecuzione per montaggio frontale con maniglia nera e fissaggio a scatto per foro diametro 22mm, mostrina 48X48mm | http://datasheet.lovatoelectric.com/Rotary_cam_switches/ITA/7GN2094U47.pdf | Łącznik krzywkowy serii 7GN, wielopozycyjny 1-2-3-4, 3 pola, 20A, do montażu tablicowego w otworze 22mm z czarnym pokrętłem, montowanym na zatrzask do korpusu i tabliczką 48x48mm | http://datasheet.lovatoelectric.com/Rotary_cam_switches/POL/7GN2094U47.pdf | Rotary cam switch 7GN series, multi-step 1-2-3-4, 3 poles 20A, for snap on front mounting with black handle for hole Ø22mm fixing, front plate 48X48mm | http://datasheet.lovatoelectric.com/Rotary_cam_switches/RON/7GN2094U47.pdf
7GN2097O |  |  | Rotary cam switch 7GN series, ammeter switch 20A, for rear mounting with black handle, front plate 48X48mm | http://datasheet.lovatoelectric.com/Rotary_cam_switches/ENG/7GN2097O.pdf | Commutatore a camme serie 7GN, commutatore amperometrico da 20A in esecuzione per montaggio a fondo quadro con maniglia nera, mostrina 48X48mm | http://datasheet.lovatoelectric.com/Rotary_cam_switches/ITA/7GN2097O.pdf | Łącznik krzywkowy serii 7GN,przełącznik amperomierzy, 20A, do montażu wewnątrz szafy z czarnym pokrętłem i tabliczką 48x48mm | http://datasheet.lovatoelectric.com/Rotary_cam_switches/POL/7GN2097O.pdf | Rotary cam switch 7GN series, ammeter switch 20A, for rear mounting with black handle, front plate 48X48mm | http://datasheet.lovatoelectric.com/Rotary_cam_switches/RON/7GN2097O.pdf
7GN2097O48 |  |  | Rotary cam switch 7GN series, ammeter switch 20A, modular service cover for 35mm DIN reail mounting with black handle, front plate 45X54mm | http://datasheet.lovatoelectric.com/Rotary_cam_switches/ENG/7GN2097O48.pdf | Commutatore a camme serie 7GN, commutatore amperometrico da 20A in esecuzione modulare per montaggio su guida DIN con maniglia nera, mostrina 45X54mm | http://datasheet.lovatoelectric.com/Rotary_cam_switches/ITA/7GN2097O48.pdf | Łącznik krzywkowy serii 7GN, przełącznik amperomierzy, 20A, wykonanie modułowe do montażu na szynie DIN 35mm, z czarnym pokrętłem i tabliczką 45x54mm | http://datasheet.lovatoelectric.com/Rotary_cam_switches/POL/7GN2097O48.pdf | Rotary cam switch 7GN series, ammeter switch 20A, modular service cover for 35mm DIN reail mounting with black handle, front plate 45X54mm | http://datasheet.lovatoelectric.com/Rotary_cam_switches/RON/7GN2097O48.pdf
7GN2097U | 7GN2097U.JPG | http://datasheet.lovatoelectric.com/Rotary_cam_switches/products_images/7GN2097U.JPG | Rotary cam switch 7GN series, ammeter switch 20A, for front mounting with black handle, front plate 48X48mm | http://datasheet.lovatoelectric.com/Rotary_cam_switches/ENG/7GN2097U.pdf | Commutatore a camme serie 7GN, commutatore amperometrico da 20A in esecuzione per montaggio frontale con maniglia nera, mostrina 48X48mm | http://datasheet.lovatoelectric.com/Rotary_cam_switches/ITA/7GN2097U.pdf | Łącznik krzywkowy serii 7GN, przełącznik amperomierzy, 20A, do montażu tablicowego, z czarnym pokrętłem i tabliczką 48x48mm | http://datasheet.lovatoelectric.com/Rotary_cam_switches/POL/7GN2097U.pdf | Rotary cam switch 7GN series, ammeter switch 20A, for front mounting with black handle, front plate 48X48mm | http://datasheet.lovatoelectric.com/Rotary_cam_switches/RON/7GN2097U.pdf
7GN2097U47 |  |  | Rotary cam switch 7GN series, ammeter switch 20A, for snap on front mounting with black handle for hole Ø22mm fixing, front plate 48X48mm | http://datasheet.lovatoelectric.com/Rotary_cam_switches/ENG/7GN2097U47.pdf | Commutatore a camme serie 7GN, commutatore amperometrico da 20A in esecuzione per montaggio frontale con maniglia nera e fissaggio a scatto per foro diametro 22mm, mostrina 48X48mm | http://datasheet.lovatoelectric.com/Rotary_cam_switches/ITA/7GN2097U47.pdf | Łącznik krzywkowy serii 7GN, przełącznik amperomierzy, 20A, do montażu tablicowego w otworze 22mm z czarnym pokrętłem, montowanym na zatrzask do korpusu i tabliczką 48x48mm | http://datasheet.lovatoelectric.com/Rotary_cam_switches/POL/7GN2097U47.pdf | Rotary cam switch 7GN series, ammeter switch 20A, for snap on front mounting with black handle for hole Ø22mm fixing, front plate 48X48mm | http://datasheet.lovatoelectric.com/Rotary_cam_switches/RON/7GN2097U47.pdf
7GN2098O |  |  | Rotary cam switch 7GN series, ammeter switch 20A, for rear mounting with black handle, front plate 48X48mm | http://datasheet.lovatoelectric.com/Rotary_cam_switches/ENG/7GN2098O.pdf | Commutatore a camme serie 7GN, commutatore amperometrico da 20A in esecuzione per montaggio a fondo quadro con maniglia nera, mostrina 48X48mm | http://datasheet.lovatoelectric.com/Rotary_cam_switches/ITA/7GN2098O.pdf | Łącznik krzywkowy serii 7GN,przełącznik amperomierzy, 20A, do montażu wewnątrz szafy z czarnym pokrętłem i tabliczką 48x48mm | http://datasheet.lovatoelectric.com/Rotary_cam_switches/POL/7GN2098O.pdf | Rotary cam switch 7GN series, ammeter switch 20A, for rear mounting with black handle, front plate 48X48mm | http://datasheet.lovatoelectric.com/Rotary_cam_switches/RON/7GN2098O.pdf
7GN2098O48 |  |  | Rotary cam switch 7GN series, ammeter switch 20A, modular service cover for 35mm DIN reail mounting with black handle, front plate 45X54mm | http://datasheet.lovatoelectric.com/Rotary_cam_switches/ENG/7GN2098O48.pdf | Commutatore a camme serie 7GN, commutatore amperometrico da 20A in esecuzione modulare per montaggio su guida DIN con maniglia nera, mostrina 45X54mm | http://datasheet.lovatoelectric.com/Rotary_cam_switches/ITA/7GN2098O48.pdf | Łącznik krzywkowy serii 7GN, przełącznik amperomierzy, 20A, wykonanie modułowe do montażu na szynie DIN 35mm, z czarnym pokrętłem i tabliczką 45x54mm | http://datasheet.lovatoelectric.com/Rotary_cam_switches/POL/7GN2098O48.pdf | Rotary cam switch 7GN series, ammeter switch 20A, modular service cover for 35mm DIN reail mounting with black handle, front plate 45X54mm | http://datasheet.lovatoelectric.com/Rotary_cam_switches/RON/7GN2098O48.pdf
7GN2098U | 7GN2098U.JPG | http://datasheet.lovatoelectric.com/Rotary_cam_switches/products_images/7GN2098U.JPG | Rotary cam switch 7GN series, ammeter switch 20A, for front mounting with black handle, front plate 48X48mm | http://datasheet.lovatoelectric.com/Rotary_cam_switches/ENG/7GN2098U.pdf | Commutatore a camme serie 7GN, commutatore amperometrico da 20A in esecuzione per montaggio frontale con maniglia nera, mostrina 48X48mm | http://datasheet.lovatoelectric.com/Rotary_cam_switches/ITA/7GN2098U.pdf | Łącznik krzywkowy serii 7GN, przełącznik amperomierzy, 20A, do montażu tablicowego, z czarnym pokrętłem i tabliczką 48x48mm | http://datasheet.lovatoelectric.com/Rotary_cam_switches/POL/7GN2098U.pdf | Rotary cam switch 7GN series, ammeter switch 20A, for front mounting with black handle, front plate 48X48mm | http://datasheet.lovatoelectric.com/Rotary_cam_switches/RON/7GN2098U.pdf
7GN2098U47 |  |  | Rotary cam switch 7GN series, ammeter switch 20A, for snap on front mounting with black handle for hole Ø22mm fixing, front plate 48X48mm | http://datasheet.lovatoelectric.com/Rotary_cam_switches/ENG/7GN2098U47.pdf | Commutatore a camme serie 7GN, commutatore amperometrico da 20A in esecuzione per montaggio frontale con maniglia nera e fissaggio a scatto per foro diametro 22mm, mostrina 48X48mm | http://datasheet.lovatoelectric.com/Rotary_cam_switches/ITA/7GN2098U47.pdf | Łącznik krzywkowy serii 7GN, przełącznik amperomierzy, 20A, do montażu tablicowego w otworze 22mm z czarnym pokrętłem, montowanym na zatrzask do korpusu i tabliczką 48x48mm | http://datasheet.lovatoelectric.com/Rotary_cam_switches/POL/7GN2098U47.pdf | Rotary cam switch 7GN series, ammeter switch 20A, for snap on front mounting with black handle for hole Ø22mm fixing, front plate 48X48mm | http://datasheet.lovatoelectric.com/Rotary_cam_switches/RON/7GN2098U47.pdf
7GN2503O |  |  | Rotary cam switch 7GN series, ON-OFF spring return switch 3 poles 25A, for rear mounting with black handle, front plate 48X48mm | http://datasheet.lovatoelectric.com/Rotary_cam_switches/ENG/7GN2503O.pdf | Commutatore a camme serie 7GN, interruttore con ritorno a molla 3 poli da 25A in esecuzione per montaggio a fondo quadro con maniglia nera, mostrina 48X48mm | http://datasheet.lovatoelectric.com/Rotary_cam_switches/ITA/7GN2503O.pdf | Łącznik krzywkowy serii 7GN, rozłącznik z powrotem do pozycji 0, 3 pola, 25A, do montażu wewnątrz szafy z czarnym pokrętłem i tabliczką 48x48mm | http://datasheet.lovatoelectric.com/Rotary_cam_switches/POL/7GN2503O.pdf | Rotary cam switch 7GN series, ON-OFF spring return switch 3 poles 25A, for rear mounting with black handle, front plate 48X48mm | http://datasheet.lovatoelectric.com/Rotary_cam_switches/RON/7GN2503O.pdf
7GN2503P |  |  | Enclosed rotary cam switch 7GN series, ON-OFF spring return switch 3 poles 25A in plastic enclosure 75X75mm with black handle | http://datasheet.lovatoelectric.com/Rotary_cam_switches/ENG/7GN2503P.pdf | Commutatore a camme serie 7GN, interruttore con ritorno a molla 3 poli da 25A in cassetta plastica 75X75mm con maniglia nera | http://datasheet.lovatoelectric.com/Rotary_cam_switches/ITA/7GN2503P.pdf | Łącznik krzywkowy serii 7GN, rozłącznik z powrotem do pozycji 0, 3 pola, 25A, w obudowie 75x75mm i czarnym pokrętłem | http://datasheet.lovatoelectric.com/Rotary_cam_switches/POL/7GN2503P.pdf | Enclosed rotary cam switch 7GN series, ON-OFF spring return switch 3 poles 25A in plastic enclosure 75X75mm with black handle | http://datasheet.lovatoelectric.com/Rotary_cam_switches/RON/7GN2503P.pdf
7GN2503U | 7GN2510U.jpg | http://datasheet.lovatoelectric.com/Rotary_cam_switches/products_images/7GN2510U.jpg | Rotary cam switch 7GN series, ON-OFF spring return switch 3 poles 25A, for front mounting with black handle, front plate 48X48mm | http://datasheet.lovatoelectric.com/Rotary_cam_switches/ENG/7GN2503U.pdf | Commutatore a camme serie 7GN, interruttore con ritorno a molla 3 poli da 25A in esecuzione per montaggio frontale con maniglia nera, mostrina 48X48mm | http://datasheet.lovatoelectric.com/Rotary_cam_switches/ITA/7GN2503U.pdf | Łącznik krzywkowy serii 7GN, rozłącznik z powrotem do pozycji 0, 3 pola, 25A, do montażu tablicowego, z czarnym pokrętłem i tabliczką 48x48mm | http://datasheet.lovatoelectric.com/Rotary_cam_switches/POL/7GN2503U.pdf | Rotary cam switch 7GN series, ON-OFF spring return switch 3 poles 25A, for front mounting with black handle, front plate 48X48mm | http://datasheet.lovatoelectric.com/Rotary_cam_switches/RON/7GN2503U.pdf
7GN2503U11 | 7GN2510U11.jpg | http://datasheet.lovatoelectric.com/Rotary_cam_switches/products_images/7GN2510U11.jpg | Rotary cam switch 7GN series, ON-OFF spring return switch 3 poles 25A, for front mounting with black handle without front plate for hole Ø22mm fixing | http://datasheet.lovatoelectric.com/Rotary_cam_switches/ENG/7GN2503U11.pdf | Commutatore a camme serie 7GN, interruttore con ritorno a molla 3 poli da 25A in esecuzione per montaggio frontale con maniglia nera senza mostrina con fissaggio foro diametro 22mm | http://datasheet.lovatoelectric.com/Rotary_cam_switches/ITA/7GN2503U11.pdf | Łącznik krzywkowy serii 7GN, rozłącznik z powrotem do pozycji 0, 3 pola, 25A, do montażu tablicowego w otworze 22mm, z czarnym pokrętłem bez tabliczki | http://datasheet.lovatoelectric.com/Rotary_cam_switches/POL/7GN2503U11.pdf | Rotary cam switch 7GN series, ON-OFF spring return switch 3 poles 25A, for front mounting with black handle without front plate for hole Ø22mm fixing | http://datasheet.lovatoelectric.com/Rotary_cam_switches/RON/7GN2503U11.pdf
7GN2503U12 | 7GN2510U12.jpg | http://datasheet.lovatoelectric.com/Rotary_cam_switches/products_images/7GN2510U12.jpg | Rotary cam switch 7GN series, ON-OFF spring return switch 3 poles 25A, for front mounting without front plate with key operation for hole Ø22mm fixing | http://datasheet.lovatoelectric.com/Rotary_cam_switches/ENG/7GN2503U12.pdf | Commutatore a camme serie 7GN, interruttore con ritorno a molla 3 poli da 25A in esecuzione per montaggio frontale senza mostrina con comando a chiave e fissaggio foro diametro 22mm | http://datasheet.lovatoelectric.com/Rotary_cam_switches/ITA/7GN2503U12.pdf | Łącznik krzywkowy serii 7GN, rozłącznik z powrotem do pozycji 0, 3 pola, 25A, do montażu tablicowego w otworze 22mm, sterowanie kluczem, bez tabliczki | http://datasheet.lovatoelectric.com/Rotary_cam_switches/POL/7GN2503U12.pdf | Rotary cam switch 7GN series, ON-OFF spring return switch 3 poles 25A, for front mounting without front plate with key operation for hole Ø22mm fixing | http://datasheet.lovatoelectric.com/Rotary_cam_switches/RON/7GN2503U12.pdf
7GN2503U47 | 7GN2510U47.jpg | http://datasheet.lovatoelectric.com/Rotary_cam_switches/products_images/7GN2510U47.jpg | Rotary cam switch 7GN series, ON-OFF spring return switch 3 poles 25A, for snap on front mounting with black handle for hole Ø22mm fixing, front plate 48X48mm | http://datasheet.lovatoelectric.com/Rotary_cam_switches/ENG/7GN2503U47.pdf | Commutatore a camme serie 7GN, interruttore con ritorno a molla 3 poli da 25A in esecuzione per montaggio frontale con maniglia nera e fissaggio a scatto per foro diametro 22mm, mostrina 48x48mm | http://datasheet.lovatoelectric.com/Rotary_cam_switches/ITA/7GN2503U47.pdf | Łącznik krzywkowy serii 7GN, rozłącznik z powrotem do pozycji 0, 3 pola, 25A, do montażu tablicowego w otworze 22mm z czarnym pokrętłem, montowanym na zatrzask do korpusu i tabliczką 48x48mm | http://datasheet.lovatoelectric.com/Rotary_cam_switches/POL/7GN2503U47.pdf | Rotary cam switch 7GN series, ON-OFF spring return switch 3 poles 25A, for snap on front mounting with black handle for hole Ø22mm fixing, front plate 48X48mm | http://datasheet.lovatoelectric.com/Rotary_cam_switches/RON/7GN2503U47.pdf
7GN2505O |  |  | Rotary cam switch 7GN series, ON-OFF switch 1 pole 25A, for rear mounting with black handle, front plate 48X48mm | http://datasheet.lovatoelectric.com/Rotary_cam_switches/ENG/7GN2505O.pdf | Commutatore a camme serie 7GN, interruttore 1 polo da 25A in esecuzione per montaggio a fondo quadro con maniglia nera, mostrina 48X48mm | http://datasheet.lovatoelectric.com/Rotary_cam_switches/ITA/7GN2505O.pdf | Łącznik krzywkowy serii 7GN, rozłącznik, 1 pole, 25A, do montażu wewnątrz szafy z czarnym pokrętłem i tabliczką 48x48mm | http://datasheet.lovatoelectric.com/Rotary_cam_switches/POL/7GN2505O.pdf | Rotary cam switch 7GN series, ON-OFF switch 1 pole 25A, for rear mounting with black handle, front plate 48X48mm | http://datasheet.lovatoelectric.com/Rotary_cam_switches/RON/7GN2505O.pdf
7GN2505O48 |  |  | Rotary cam switch 7GN series, ON-OFF switch 1 pole 25A, modular service cover for 35mm DIN reail mounting with black handle, front plate 45X54mm | http://datasheet.lovatoelectric.com/Rotary_cam_switches/ENG/7GN2505O48.pdf | Commutatore a camme serie 7GN, interruttore 1 polo da 25A in esecuzione modulare per montaggio su guida DIN con maniglia nera, mostrina 45X54mm | http://datasheet.lovatoelectric.com/Rotary_cam_switches/ITA/7GN2505O48.pdf | Łącznik krzywkowy serii 7GN, rozłącznik, 1 pole, 25A, wykonanie modułowe do montażu na szynie DIN 35mm, z czarnym pokrętłem i tabliczką 45x54mm | http://datasheet.lovatoelectric.com/Rotary_cam_switches/POL/7GN2505O48.pdf | Rotary cam switch 7GN series, ON-OFF switch 1 pole 25A, modular service cover for 35mm DIN reail mounting with black handle, front plate 45X54mm | http://datasheet.lovatoelectric.com/Rotary_cam_switches/RON/7GN2505O48.pdf
7GN2505O88 |  |  | Rotary cam switch 7GN series, ON-OFF switch 1 pole 25A, for rear mounting with red/yellow handle padlockable in 0, door coupling and protection covers, front plate 65X65mm | http://datasheet.lovatoelectric.com/Rotary_cam_switches/ENG/7GN2505O88.pdf | Commutatore a camme serie 7GN, interruttore 1 polo da 25A in esecuzione per montaggio a fondo quadro con maniglia giallo/rossa lucchettabile in 0 con funzione blocco porta e copriterminali, mostrina 65X65mm | http://datasheet.lovatoelectric.com/Rotary_cam_switches/ITA/7GN2505O88.pdf | Łącznik krzywkowy serii 7GN, rozłącznik, 1 pole, 25A, do montażu wewnątrz szafy, z żółto/czerwonym pokrętłem blokowanym w pozycji 0, trzpieniem, osłonami zacisków i tabliczką 65x65mm | http://datasheet.lovatoelectric.com/Rotary_cam_switches/POL/7GN2505O88.pdf | Rotary cam switch 7GN series, ON-OFF switch 1 pole 25A, for rear mounting with red/yellow handle padlockable in 0, door coupling and protection covers, front plate 65X65mm | http://datasheet.lovatoelectric.com/Rotary_cam_switches/RON/7GN2505O88.pdf
7GN2505O98 |  |  | Rotary cam switch 7GN series, ON-OFF switch 1 pole 25A, for rear mounting with red/yellow handle padlockable in 0, door coupling and protection covers, front plate 65X65mm | http://datasheet.lovatoelectric.com/Rotary_cam_switches/ENG/7GN2505O98.pdf | Commutatore a camme serie 7GN, interruttore 1 polo da 25A in esecuzione per montaggio a fondo quadro con maniglia giallo/rossa lucchettabile in 0 con funzione blocco porta e copriterminali, mostrina 65X65mm | http://datasheet.lovatoelectric.com/Rotary_cam_switches/ITA/7GN2505O98.pdf | Łącznik krzywkowy serii 7GN, rozłącznik, 1 pole, 25A, do montażu wewnątrz szafy, z żółto/czerwonym pokrętłem blokowanym w pozycji 0, trzpieniem, osłonami zacisków i tabliczką 65x65mm | http://datasheet.lovatoelectric.com/Rotary_cam_switches/POL/7GN2505O98.pdf | Rotary cam switch 7GN series, ON-OFF switch 1 pole 25A, for rear mounting with red/yellow handle padlockable in 0, door coupling and protection covers, front plate 65X65mm | http://datasheet.lovatoelectric.com/Rotary_cam_switches/RON/7GN2505O98.pdf
7GN2505P |  |  | Enclosed rotary cam switch 7GN series, ON-OFF switch 1 pole 25A in plastic enclosure 75X75mm with black handle | http://datasheet.lovatoelectric.com/Rotary_cam_switches/ENG/7GN2505P.pdf | Commutatore a camme serie 7GN, interruttore 1 polo da 25A in cassetta plastica 75X75mm con maniglia nera | http://datasheet.lovatoelectric.com/Rotary_cam_switches/ITA/7GN2505P.pdf | Łącznik krzywkowy serii 7GN, rozłącznik, 1 pole, 25A, w obudowie 75x75mm i czarnym pokrętłem | http://datasheet.lovatoelectric.com/Rotary_cam_switches/POL/7GN2505P.pdf | Enclosed rotary cam switch 7GN series, ON-OFF switch 1 pole 25A in plastic enclosure 75X75mm with black handle | http://datasheet.lovatoelectric.com/Rotary_cam_switches/RON/7GN2505P.pdf
7GN2505P25 |  |  | Enclosed rotary cam switch 7GN series, ON-OFF switch 1 pole 25A in plastic enclosure 90X90mm with red/yellow handle | http://datasheet.lovatoelectric.com/Rotary_cam_switches/ENG/7GN2505P25.pdf | Commutatore a camme serie 7GN, interruttore 1 polo da 25A in cassetta plastica 90X90mm con maniglia giallo/rossa | http://datasheet.lovatoelectric.com/Rotary_cam_switches/ITA/7GN2505P25.pdf | Łącznik krzywkowy serii 7GN, rozłącznik, 1 pole, 25A, w obudowie 90x90mm i żółto/czerwonym pokrętłem | http://datasheet.lovatoelectric.com/Rotary_cam_switches/POL/7GN2505P25.pdf | Enclosed rotary cam switch 7GN series, ON-OFF switch 1 pole 25A in plastic enclosure 90X90mm with red/yellow handle | http://datasheet.lovatoelectric.com/Rotary_cam_switches/RON/7GN2505P25.pdf
7GN2505U |  |  | Rotary cam switch 7GN series, ON-OFF switch 1 pole 25A, for front mounting with black handle, front plate 48X48mm | http://datasheet.lovatoelectric.com/Rotary_cam_switches/ENG/7GN2505U.pdf | Commutatore a camme serie 7GN, interruttore 1 polo da 25A in esecuzione per montaggio frontale con maniglia nera, mostrina 48X48mm | http://datasheet.lovatoelectric.com/Rotary_cam_switches/ITA/7GN2505U.pdf | Łącznik krzywkowy serii 7GN, rozłącznik, 1 pole, 25A, do montażu tablicowego, z czarnym pokrętłem i tabliczką 48x48mm | http://datasheet.lovatoelectric.com/Rotary_cam_switches/POL/7GN2505U.pdf | Rotary cam switch 7GN series, ON-OFF switch 1 pole 25A, for front mounting with black handle, front plate 48X48mm | http://datasheet.lovatoelectric.com/Rotary_cam_switches/RON/7GN2505U.pdf
7GN2505U11 |  |  | Rotary cam switch 7GN series, ON-OFF switch 1 pole 25A, for front mounting with black handle without front plate for hole Ø22mm fixing | http://datasheet.lovatoelectric.com/Rotary_cam_switches/ENG/7GN2505U11.pdf | Commutatore a camme serie 7GN, interruttore 1 polo da 25A in esecuzione per montaggio frontale con maniglia nera senza mostrina con fissaggio foro diametro 22mm | http://datasheet.lovatoelectric.com/Rotary_cam_switches/ITA/7GN2505U11.pdf | Łącznik krzywkowy serii 7GN, rozłącznik, 1 pole, 25A, do montażu tablicowego w otworze 22mm, z czarnym pokrętłem bez tabliczki | http://datasheet.lovatoelectric.com/Rotary_cam_switches/POL/7GN2505U11.pdf | Rotary cam switch 7GN series, ON-OFF switch 1 pole 25A, for front mounting with black handle without front plate for hole Ø22mm fixing | http://datasheet.lovatoelectric.com/Rotary_cam_switches/RON/7GN2505U11.pdf
7GN2505U12 |  |  | Rotary cam switch 7GN series, ON-OFF switch 1 pole 25A, for front mounting without front plate with key operation for hole Ø22mm fixing | http://datasheet.lovatoelectric.com/Rotary_cam_switches/ENG/7GN2505U12.pdf | Commutatore a camme serie 7GN, interruttore 1 polo da 25A in esecuzione per montaggio frontale senza mostrina con comando a chiave e fissaggio foro diametro 22mm | http://datasheet.lovatoelectric.com/Rotary_cam_switches/ITA/7GN2505U12.pdf | Łącznik krzywkowy serii 7GN, rozłącznik, 1 pole, 25A, do montażu tablicowego w otworze 22mm, sterowanie kluczem, bez tabliczki | http://datasheet.lovatoelectric.com/Rotary_cam_switches/POL/7GN2505U12.pdf | Rotary cam switch 7GN series, ON-OFF switch 1 pole 25A, for front mounting without front plate with key operation for hole Ø22mm fixing | http://datasheet.lovatoelectric.com/Rotary_cam_switches/RON/7GN2505U12.pdf
7GN2505U25 |  |  | Rotary cam switch 7GN series, ON-OFF switch 1 pole 25A, for front mounting with red/yellow handle padlockable in 0 and protection covers, front plate 65X65mm | http://datasheet.lovatoelectric.com/Rotary_cam_switches/ENG/7GN2505U25.pdf | Commutatore a camme serie 7GN, interruttore 1 polo da 25A in esecuzione per montaggio frontale con maniglia giallo/rossa lucchettabile in 0 e copriterminali, mostrina 65X65mm | http://datasheet.lovatoelectric.com/Rotary_cam_switches/ITA/7GN2505U25.pdf | Łącznik krzywkowy serii 7GN, rozłącznik, 1 pole, 25A, do montażu tablicowego, z żółto/czerwonym pokrętłem blokowanym w pozycji 0, osłonami zacisków i tabliczką 65x65mm | http://datasheet.lovatoelectric.com/Rotary_cam_switches/POL/7GN2505U25.pdf | Rotary cam switch 7GN series, ON-OFF switch 1 pole 25A, for front mounting with red/yellow handle padlockable in 0 and protection covers, front plate 65X65mm | http://datasheet.lovatoelectric.com/Rotary_cam_switches/RON/7GN2505U25.pdf
7GN2505U47 |  |  | Rotary cam switch 7GN series, ON-OFF switch 1 pole 25A, for snap on front mounting with black handle for hole Ø22mm fixing, front plate 48X48mm | http://datasheet.lovatoelectric.com/Rotary_cam_switches/ENG/7GN2505U47.pdf | Commutatore a camme serie 7GN, interruttore 1 polo da 25A in esecuzione per montaggio frontale con maniglia nera e fissaggio a scatto per foro diametro 22mm, mostrina 48x48mm | http://datasheet.lovatoelectric.com/Rotary_cam_switches/ITA/7GN2505U47.pdf | Łącznik krzywkowy serii 7GN, rozłącznik, 1 pole, 25A, do montażu tablicowego w otworze 22mm z czarnym pokrętłem, montowanym na zatrzask do korpusu i tabliczką 48x48mm | http://datasheet.lovatoelectric.com/Rotary_cam_switches/POL/7GN2505U47.pdf | Rotary cam switch 7GN series, ON-OFF switch 1 pole 25A, for snap on front mounting with black handle for hole Ø22mm fixing, front plate 48X48mm | http://datasheet.lovatoelectric.com/Rotary_cam_switches/RON/7GN2505U47.pdf
7GN2505U65 |  |  | Rotary cam switch 7GN series, ON-OFF switch 1 pole 25A, for front mounting with red/yellow handle padlockable in 0 and protection covers, front plate 65X65mm | http://datasheet.lovatoelectric.com/Rotary_cam_switches/ENG/7GN2505U65.pdf | Commutatore a camme serie 7GN, interruttore 1 polo da 25A in esecuzione per montaggio frontale con maniglia giallo/rossa lucchettabile in 0 e copriterminali, mostrina 65X65mm | http://datasheet.lovatoelectric.com/Rotary_cam_switches/ITA/7GN2505U65.pdf | Łącznik krzywkowy serii 7GN, rozłącznik, 1 pole, 25A, do montażu tablicowego, z żółto/czerwonym pokrętłem blokowanym w pozycji 0, osłonami zacisków i tabliczką 65x65mm | http://datasheet.lovatoelectric.com/Rotary_cam_switches/POL/7GN2505U65.pdf | Rotary cam switch 7GN series, ON-OFF switch 1 pole 25A, for front mounting with red/yellow handle padlockable in 0 and protection covers, front plate 65X65mm | http://datasheet.lovatoelectric.com/Rotary_cam_switches/RON/7GN2505U65.pdf
7GN2506O |  |  | Rotary cam switch 7GN series, ON-OFF switch 2 poles 25A, for rear mounting with black handle, front plate 48X48mm | http://datasheet.lovatoelectric.com/Rotary_cam_switches/ENG/7GN2506O.pdf | Commutatore a camme serie 7GN, interruttore 2 poli da 25A in esecuzione per montaggio a fondo quadro con maniglia nera, mostrina 48X48mm | http://datasheet.lovatoelectric.com/Rotary_cam_switches/ITA/7GN2506O.pdf | Łącznik krzywkowy serii 7GN, rozłącznik, 2 pola, 25A, do montażu wewnątrz szafy z czarnym pokrętłem i tabliczką 48x48mm | http://datasheet.lovatoelectric.com/Rotary_cam_switches/POL/7GN2506O.pdf | Rotary cam switch 7GN series, ON-OFF switch 2 poles 25A, for rear mounting with black handle, front plate 48X48mm | http://datasheet.lovatoelectric.com/Rotary_cam_switches/RON/7GN2506O.pdf
7GN2506O48 |  |  | Rotary cam switch 7GN series, ON-OFF switch 2 poles 25A, modular service cover for 35mm DIN reail mounting with black handle, front plate 45X54mm | http://datasheet.lovatoelectric.com/Rotary_cam_switches/ENG/7GN2506O48.pdf | Commutatore a camme serie 7GN, interruttore 2 poli da 25A in esecuzione modulare per montaggio su guida DIN con maniglia nera, mostrina 45X54mm | http://datasheet.lovatoelectric.com/Rotary_cam_switches/ITA/7GN2506O48.pdf | Łącznik krzywkowy serii 7GN, rozłącznik, 2 pola, 25A, wykonanie modułowe do montażu na szynie DIN 35mm, z czarnym pokrętłem i tabliczką 45x54mm | http://datasheet.lovatoelectric.com/Rotary_cam_switches/POL/7GN2506O48.pdf | Rotary cam switch 7GN series, ON-OFF switch 2 poles 25A, modular service cover for 35mm DIN reail mounting with black handle, front plate 45X54mm | http://datasheet.lovatoelectric.com/Rotary_cam_switches/RON/7GN2506O48.pdf
7GN2506O88 |  |  | Rotary cam switch 7GN series, ON-OFF switch 2 poles 25A, for rear mounting with red/yellow handle padlockable in 0, door coupling and protection covers, front plate 65X65mm | http://datasheet.lovatoelectric.com/Rotary_cam_switches/ENG/7GN2506O88.pdf | Commutatore a camme serie 7GN, interruttore 2 poli da 25A in esecuzione per montaggio a fondo quadro con maniglia giallo/rossa lucchettabile in 0 con funzione blocco porta e copriterminali, mostrina 65X65mm | http://datasheet.lovatoelectric.com/Rotary_cam_switches/ITA/7GN2506O88.pdf | Łącznik krzywkowy serii 7GN, rozłącznik, 2 pola, 25A, do montażu wewnątrz szafy, z żółto/czerwonym pokrętłem blokowanym w pozycji 0, trzpieniem, osłonami zacisków i tabliczką 65x65mm | http://datasheet.lovatoelectric.com/Rotary_cam_switches/POL/7GN2506O88.pdf | Rotary cam switch 7GN series, ON-OFF switch 2 poles 25A, for rear mounting with red/yellow handle padlockable in 0, door coupling and protection covers, front plate 65X65mm | http://datasheet.lovatoelectric.com/Rotary_cam_switches/RON/7GN2506O88.pdf
7GN2506O98 |  |  | Rotary cam switch 7GN series, ON-OFF switch 2 poles 25A, for rear mounting with red/yellow handle padlockable in 0, door coupling and protection covers, front plate 65X65mm | http://datasheet.lovatoelectric.com/Rotary_cam_switches/ENG/7GN2506O98.pdf | Commutatore a camme serie 7GN, interruttore 2 poli da 25A in esecuzione per montaggio a fondo quadro con maniglia giallo/rossa lucchettabile in 0 con funzione blocco porta e copriterminali, mostrina 65X65mm | http://datasheet.lovatoelectric.com/Rotary_cam_switches/ITA/7GN2506O98.pdf | Łącznik krzywkowy serii 7GN, rozłącznik, 2 pola, 25A, do montażu wewnątrz szafy, z żółto/czerwonym pokrętłem blokowanym w pozycji 0, trzpieniem, osłonami zacisków i tabliczką 65x65mm | http://datasheet.lovatoelectric.com/Rotary_cam_switches/POL/7GN2506O98.pdf | Rotary cam switch 7GN series, ON-OFF switch 2 poles 25A, for rear mounting with red/yellow handle padlockable in 0, door coupling and protection covers, front plate 65X65mm | http://datasheet.lovatoelectric.com/Rotary_cam_switches/RON/7GN2506O98.pdf
7GN2506P |  |  | Enclosed rotary cam switch 7GN series, ON-OFF switch 2 poles 25A in plastic enclosure 75X75mm with black handle | http://datasheet.lovatoelectric.com/Rotary_cam_switches/ENG/7GN2506P.pdf | Commutatore a camme serie 7GN, interruttore 2 poli da 25A in cassetta plastica 75X75mm con maniglia nera | http://datasheet.lovatoelectric.com/Rotary_cam_switches/ITA/7GN2506P.pdf | Łącznik krzywkowy serii 7GN, rozłącznik, 2 pola, 25A, w obudowie 75x75mm i czarnym pokrętłem | http://datasheet.lovatoelectric.com/Rotary_cam_switches/POL/7GN2506P.pdf | Enclosed rotary cam switch 7GN series, ON-OFF switch 2 poles 25A in plastic enclosure 75X75mm with black handle | http://datasheet.lovatoelectric.com/Rotary_cam_switches/RON/7GN2506P.pdf
7GN2506P25 |  |  | Enclosed rotary cam switch 7GN series, ON-OFF switch 2 poles 25A in plastic enclosure 90X90mm with red/yellow handle | http://datasheet.lovatoelectric.com/Rotary_cam_switches/ENG/7GN2506P25.pdf | Commutatore a camme serie 7GN, interruttore 2 poli da 25A in cassetta plastica 90X90mm con maniglia giallo/rossa | http://datasheet.lovatoelectric.com/Rotary_cam_switches/ITA/7GN2506P25.pdf | Łącznik krzywkowy serii 7GN, rozłącznik, 2 pola, 25A, w obudowie 90x90mm i żółto/czerwonym pokrętłem | http://datasheet.lovatoelectric.com/Rotary_cam_switches/POL/7GN2506P25.pdf | Enclosed rotary cam switch 7GN series, ON-OFF switch 2 poles 25A in plastic enclosure 90X90mm with red/yellow handle | http://datasheet.lovatoelectric.com/Rotary_cam_switches/RON/7GN2506P25.pdf
7GN2506U |  |  | Rotary cam switch 7GN series, ON-OFF switch 2 poles 25A, for front mounting with black handle, front plate 48X48mm | http://datasheet.lovatoelectric.com/Rotary_cam_switches/ENG/7GN2506U.pdf | Commutatore a camme serie 7GN, interruttore 2 poli da 25A in esecuzione per montaggio frontale con maniglia nera, mostrina 48X48mm | http://datasheet.lovatoelectric.com/Rotary_cam_switches/ITA/7GN2506U.pdf | Łącznik krzywkowy serii 7GN, rozłącznik, 2 pola, 25A, do montażu tablicowego, z czarnym pokrętłem i tabliczką 48x48mm | http://datasheet.lovatoelectric.com/Rotary_cam_switches/POL/7GN2506U.pdf | Rotary cam switch 7GN series, ON-OFF switch 2 poles 25A, for front mounting with black handle, front plate 48X48mm | http://datasheet.lovatoelectric.com/Rotary_cam_switches/RON/7GN2506U.pdf
7GN2506U11 |  |  | Rotary cam switch 7GN series, ON-OFF switch 2 poles 25A, for front mounting with black handle without front plate for hole Ø22mm fixing | http://datasheet.lovatoelectric.com/Rotary_cam_switches/ENG/7GN2506U11.pdf | Commutatore a camme serie 7GN, interruttore 2 poli da 25A in esecuzione per montaggio frontale con maniglia nera senza mostrina con fissaggio foro diametro 22mm | http://datasheet.lovatoelectric.com/Rotary_cam_switches/ITA/7GN2506U11.pdf | Łącznik krzywkowy serii 7GN, rozłącznik, 2 pola, 25A, do montażu tablicowego w otworze 22mm, z czarnym pokrętłem bez tabliczki | http://datasheet.lovatoelectric.com/Rotary_cam_switches/POL/7GN2506U11.pdf | Rotary cam switch 7GN series, ON-OFF switch 2 poles 25A, for front mounting with black handle without front plate for hole Ø22mm fixing | http://datasheet.lovatoelectric.com/Rotary_cam_switches/RON/7GN2506U11.pdf
7GN2506U12 |  |  | Rotary cam switch 7GN series, ON-OFF switch 2 poles 25A, for front mounting without front plate with key operation for hole Ø22mm fixing | http://datasheet.lovatoelectric.com/Rotary_cam_switches/ENG/7GN2506U12.pdf | Commutatore a camme serie 7GN, interruttore 2 poli da 25A in esecuzione per montaggio frontale senza mostrina con comando a chiave e fissaggio foro diametro 22mm | http://datasheet.lovatoelectric.com/Rotary_cam_switches/ITA/7GN2506U12.pdf | Łącznik krzywkowy serii 7GN, rozłącznik, 2 pola, 25A, do montażu tablicowego w otworze 22mm, sterowanie kluczem, bez tabliczki | http://datasheet.lovatoelectric.com/Rotary_cam_switches/POL/7GN2506U12.pdf | Rotary cam switch 7GN series, ON-OFF switch 2 poles 25A, for front mounting without front plate with key operation for hole Ø22mm fixing | http://datasheet.lovatoelectric.com/Rotary_cam_switches/RON/7GN2506U12.pdf
7GN2506U25 |  |  | Rotary cam switch 7GN series, ON-OFF switch 2 poles 25A, for front mounting with red/yellow handle padlockable in 0 and protection covers, front plate 65X65mm | http://datasheet.lovatoelectric.com/Rotary_cam_switches/ENG/7GN2506U25.pdf | Commutatore a camme serie 7GN, interruttore 2 poli da 25A in esecuzione per montaggio frontale con maniglia giallo/rossa lucchettabile in 0 e copriterminali, mostrina 65X65mm | http://datasheet.lovatoelectric.com/Rotary_cam_switches/ITA/7GN2506U25.pdf | Łącznik krzywkowy serii 7GN, rozłącznik, 2 pola, 25A, do montażu tablicowego, z żółto/czerwonym pokrętłem blokowanym w pozycji 0, osłonami zacisków i tabliczką 65x65mm | http://datasheet.lovatoelectric.com/Rotary_cam_switches/POL/7GN2506U25.pdf | Rotary cam switch 7GN series, ON-OFF switch 2 poles 25A, for front mounting with red/yellow handle padlockable in 0 and protection covers, front plate 65X65mm | http://datasheet.lovatoelectric.com/Rotary_cam_switches/RON/7GN2506U25.pdf
7GN2506U47 |  |  | Rotary cam switch 7GN series, ON-OFF switch 2 poles 25A, for snap on front mounting with black handle for hole Ø22mm fixing, front plate 48X48mm | http://datasheet.lovatoelectric.com/Rotary_cam_switches/ENG/7GN2506U47.pdf | Commutatore a camme serie 7GN, interruttore 2 poli da 25A in esecuzione per montaggio frontale con maniglia nera e fissaggio a scatto per foro diametro 22mm, mostrina 48x48mm | http://datasheet.lovatoelectric.com/Rotary_cam_switches/ITA/7GN2506U47.pdf | Łącznik krzywkowy serii 7GN, rozłącznik, 2 pola, 25A, do montażu tablicowego w otworze 22mm z czarnym pokrętłem, montowanym na zatrzask do korpusu i tabliczką 48x48mm | http://datasheet.lovatoelectric.com/Rotary_cam_switches/POL/7GN2506U47.pdf | Rotary cam switch 7GN series, ON-OFF switch 2 poles 25A, for snap on front mounting with black handle for hole Ø22mm fixing, front plate 48X48mm | http://datasheet.lovatoelectric.com/Rotary_cam_switches/RON/7GN2506U47.pdf
7GN2506U65 |  |  | Rotary cam switch 7GN series, ON-OFF switch 2 poles 25A, for front mounting with red/yellow handle padlockable in 0 and protection covers, front plate 65X65mm | http://datasheet.lovatoelectric.com/Rotary_cam_switches/ENG/7GN2506U65.pdf | Commutatore a camme serie 7GN, interruttore 2 poli da 25A in esecuzione per montaggio frontale con maniglia giallo/rossa lucchettabile in 0 e copriterminali, mostrina 65X65mm | http://datasheet.lovatoelectric.com/Rotary_cam_switches/ITA/7GN2506U65.pdf | Łącznik krzywkowy serii 7GN, rozłącznik, 2 pola, 25A, do montażu tablicowego, z żółto/czerwonym pokrętłem blokowanym w pozycji 0, osłonami zacisków i tabliczką 65x65mm | http://datasheet.lovatoelectric.com/Rotary_cam_switches/POL/7GN2506U65.pdf | Rotary cam switch 7GN series, ON-OFF switch 2 poles 25A, for front mounting with red/yellow handle padlockable in 0 and protection covers, front plate 65X65mm | http://datasheet.lovatoelectric.com/Rotary_cam_switches/RON/7GN2506U65.pdf
7GN2507O |  |  | Rotary cam switch 7GN series, ON-OFF switch 3 poles 25A, for rear mounting with black handle, front plate 48X48mm | http://datasheet.lovatoelectric.com/Rotary_cam_switches/ENG/7GN2507O.pdf | Commutatore a camme serie 7GN, interruttore 3 poli da 25A in esecuzione per montaggio a fondo quadro con maniglia nera, mostrina 48X48mm | http://datasheet.lovatoelectric.com/Rotary_cam_switches/ITA/7GN2507O.pdf | Łącznik krzywkowy serii 7GN, rozłącznik, 3 pola, 25A, do montażu wewnątrz szafy z czarnym pokrętłem i tabliczką 48x48mm | http://datasheet.lovatoelectric.com/Rotary_cam_switches/POL/7GN2507O.pdf | Rotary cam switch 7GN series, ON-OFF switch 3 poles 25A, for rear mounting with black handle, front plate 48X48mm | http://datasheet.lovatoelectric.com/Rotary_cam_switches/RON/7GN2507O.pdf
7GN2507O48 |  |  | Rotary cam switch 7GN series, ON-OFF switch 3 poles 25A, modular service cover for 35mm DIN reail mounting with black handle, front plate 45X54mm | http://datasheet.lovatoelectric.com/Rotary_cam_switches/ENG/7GN2507O48.pdf | Commutatore a camme serie 7GN, interruttore 3 poli da 25A in esecuzione modulare per montaggio su guida DIN con maniglia nera, mostrina 45X54mm | http://datasheet.lovatoelectric.com/Rotary_cam_switches/ITA/7GN2507O48.pdf | Łącznik krzywkowy serii 7GN, rozłącznik, 3 pola, 25A, wykonanie modułowe do montażu na szynie DIN 35mm, z czarnym pokrętłem i tabliczką 45x54mm | http://datasheet.lovatoelectric.com/Rotary_cam_switches/POL/7GN2507O48.pdf | Rotary cam switch 7GN series, ON-OFF switch 3 poles 25A, modular service cover for 35mm DIN reail mounting with black handle, front plate 45X54mm | http://datasheet.lovatoelectric.com/Rotary_cam_switches/RON/7GN2507O48.pdf
7GN2507O88 |  |  | Rotary cam switch 7GN series, ON-OFF switch 3 poles 25A, for rear mounting with red/yellow handle padlockable in 0, door coupling and protection covers, front plate 65X65mm | http://datasheet.lovatoelectric.com/Rotary_cam_switches/ENG/7GN2507O88.pdf | Commutatore a camme serie 7GN, interruttore 3 poli da 25A in esecuzione per montaggio a fondo quadro con maniglia giallo/rossa lucchettabile in 0 con funzione blocco porta e copriterminali, mostrina 65X65mm | http://datasheet.lovatoelectric.com/Rotary_cam_switches/ITA/7GN2507O88.pdf | Łącznik krzywkowy serii 7GN, rozłącznik, 3 pola, 25A, do montażu wewnątrz szafy, z żółto/czerwonym pokrętłem blokowanym w pozycji 0, trzpieniem, osłonami zacisków i tabliczką 65x65mm | http://datasheet.lovatoelectric.com/Rotary_cam_switches/POL/7GN2507O88.pdf | Rotary cam switch 7GN series, ON-OFF switch 3 poles 25A, for rear mounting with red/yellow handle padlockable in 0, door coupling and protection covers, front plate 65X65mm | http://datasheet.lovatoelectric.com/Rotary_cam_switches/RON/7GN2507O88.pdf
7GN2507O98 |  |  | Rotary cam switch 7GN series, ON-OFF switch 3 poles 25A, for rear mounting with red/yellow handle padlockable in 0, door coupling and protection covers, front plate 65X65mm | http://datasheet.lovatoelectric.com/Rotary_cam_switches/ENG/7GN2507O98.pdf | Commutatore a camme serie 7GN, interruttore 3 poli da 25A in esecuzione per montaggio a fondo quadro con maniglia giallo/rossa lucchettabile in 0 con funzione blocco porta e copriterminali, mostrina 65X65mm | http://datasheet.lovatoelectric.com/Rotary_cam_switches/ITA/7GN2507O98.pdf | Łącznik krzywkowy serii 7GN, rozłącznik, 3 pola, 25A, do montażu wewnątrz szafy, z żółto/czerwonym pokrętłem blokowanym w pozycji 0, trzpieniem, osłonami zacisków i tabliczką 65x65mm | http://datasheet.lovatoelectric.com/Rotary_cam_switches/POL/7GN2507O98.pdf | Rotary cam switch 7GN series, ON-OFF switch 3 poles 25A, for rear mounting with red/yellow handle padlockable in 0, door coupling and protection covers, front plate 65X65mm | http://datasheet.lovatoelectric.com/Rotary_cam_switches/RON/7GN2507O98.pdf
7GN2507P |  |  | Enclosed rotary cam switch 7GN series, ON-OFF switch 3 poles 25A in plastic enclosure 75X75mm with black handle | http://datasheet.lovatoelectric.com/Rotary_cam_switches/ENG/7GN2507P.pdf | Commutatore a camme serie 7GN, interruttore 3 poli da 25A in cassetta plastica 75X75mm con maniglia nera | http://datasheet.lovatoelectric.com/Rotary_cam_switches/ITA/7GN2507P.pdf | Łącznik krzywkowy serii 7GN, rozłącznik, 3 pola, 25A, w obudowie 75x75mm i czarnym pokrętłem | http://datasheet.lovatoelectric.com/Rotary_cam_switches/POL/7GN2507P.pdf | Enclosed rotary cam switch 7GN series, ON-OFF switch 3 poles 25A in plastic enclosure 75X75mm with black handle | http://datasheet.lovatoelectric.com/Rotary_cam_switches/RON/7GN2507P.pdf
7GN2507P25 |  |  | Enclosed rotary cam switch 7GN series, ON-OFF switch 3 poles 25A in plastic enclosure 90X90mm with red/yellow handle | http://datasheet.lovatoelectric.com/Rotary_cam_switches/ENG/7GN2507P25.pdf | Commutatore a camme serie 7GN, interruttore 3 poli da 25A in cassetta plastica 90X90mm con maniglia giallo/rossa | http://datasheet.lovatoelectric.com/Rotary_cam_switches/ITA/7GN2507P25.pdf | Łącznik krzywkowy serii 7GN, rozłącznik, 3 pola, 25A, w obudowie 90x90mm i żółto/czerwonym pokrętłem | http://datasheet.lovatoelectric.com/Rotary_cam_switches/POL/7GN2507P25.pdf | Enclosed rotary cam switch 7GN series, ON-OFF switch 3 poles 25A in plastic enclosure 90X90mm with red/yellow handle | http://datasheet.lovatoelectric.com/Rotary_cam_switches/RON/7GN2507P25.pdf
7GN2507U |  |  | Rotary cam switch 7GN series, ON-OFF switch 3 poles 25A, for front mounting with black handle, front plate 48X48mm | http://datasheet.lovatoelectric.com/Rotary_cam_switches/ENG/7GN2507U.pdf | Commutatore a camme serie 7GN, interruttore 3 poli da 25A in esecuzione per montaggio frontale con maniglia nera, mostrina 48X48mm | http://datasheet.lovatoelectric.com/Rotary_cam_switches/ITA/7GN2507U.pdf | Łącznik krzywkowy serii 7GN, rozłącznik, 3 pola, 25A, do montażu tablicowego, z czarnym pokrętłem i tabliczką 48x48mm | http://datasheet.lovatoelectric.com/Rotary_cam_switches/POL/7GN2507U.pdf | Rotary cam switch 7GN series, ON-OFF switch 3 poles 25A, for front mounting with black handle, front plate 48X48mm | http://datasheet.lovatoelectric.com/Rotary_cam_switches/RON/7GN2507U.pdf
7GN2507U11 |  |  | Rotary cam switch 7GN series, ON-OFF switch 3 poles 25A, for front mounting with black handle without front plate for hole Ø22mm fixing | http://datasheet.lovatoelectric.com/Rotary_cam_switches/ENG/7GN2507U11.pdf | Commutatore a camme serie 7GN, interruttore 3 poli da 25A in esecuzione per montaggio frontale con maniglia nera senza mostrina con fissaggio foro diametro 22mm | http://datasheet.lovatoelectric.com/Rotary_cam_switches/ITA/7GN2507U11.pdf | Łącznik krzywkowy serii 7GN, rozłącznik, 3 pola, 25A, do montażu tablicowego w otworze 22mm, z czarnym pokrętłem bez tabliczki | http://datasheet.lovatoelectric.com/Rotary_cam_switches/POL/7GN2507U11.pdf | Rotary cam switch 7GN series, ON-OFF switch 3 poles 25A, for front mounting with black handle without front plate for hole Ø22mm fixing | http://datasheet.lovatoelectric.com/Rotary_cam_switches/RON/7GN2507U11.pdf
7GN2507U12 |  |  | Rotary cam switch 7GN series, ON-OFF switch 3 poles 25A, for front mounting without front plate with key operation for hole Ø22mm fixing | http://datasheet.lovatoelectric.com/Rotary_cam_switches/ENG/7GN2507U12.pdf | Commutatore a camme serie 7GN, interruttore 3 poli da 25A in esecuzione per montaggio frontale senza mostrina con comando a chiave e fissaggio foro diametro 22mm | http://datasheet.lovatoelectric.com/Rotary_cam_switches/ITA/7GN2507U12.pdf | Łącznik krzywkowy serii 7GN, rozłącznik, 3 pola, 25A, do montażu tablicowego w otworze 22mm, sterowanie kluczem, bez tabliczki | http://datasheet.lovatoelectric.com/Rotary_cam_switches/POL/7GN2507U12.pdf | Rotary cam switch 7GN series, ON-OFF switch 3 poles 25A, for front mounting without front plate with key operation for hole Ø22mm fixing | http://datasheet.lovatoelectric.com/Rotary_cam_switches/RON/7GN2507U12.pdf
7GN2507U25 |  |  | Rotary cam switch 7GN series, ON-OFF switch 3 poles 25A, for front mounting with red/yellow handle padlockable in 0 and protection covers, front plate 65X65mm | http://datasheet.lovatoelectric.com/Rotary_cam_switches/ENG/7GN2507U25.pdf | Commutatore a camme serie 7GN, interruttore 3 poli da 25A in esecuzione per montaggio frontale con maniglia giallo/rossa lucchettabile in 0 e copriterminali, mostrina 65X65mm | http://datasheet.lovatoelectric.com/Rotary_cam_switches/ITA/7GN2507U25.pdf | Łącznik krzywkowy serii 7GN, rozłącznik, 3 pola, 25A, do montażu tablicowego, z żółto/czerwonym pokrętłem blokowanym w pozycji 0, osłonami zacisków i tabliczką 65x65mm | http://datasheet.lovatoelectric.com/Rotary_cam_switches/POL/7GN2507U25.pdf | Rotary cam switch 7GN series, ON-OFF switch 3 poles 25A, for front mounting with red/yellow handle padlockable in 0 and protection covers, front plate 65X65mm | http://datasheet.lovatoelectric.com/Rotary_cam_switches/RON/7GN2507U25.pdf
7GN2507U47 |  |  | Rotary cam switch 7GN series, ON-OFF switch 3 poles 25A, for snap on front mounting with black handle for hole Ø22mm fixing, front plate 48X48mm | http://datasheet.lovatoelectric.com/Rotary_cam_switches/ENG/7GN2507U47.pdf | Commutatore a camme serie 7GN, interruttore 3 poli da 25A in esecuzione per montaggio frontale con maniglia nera e fissaggio a scatto per foro diametro 22mm, mostrina 48x48mm | http://datasheet.lovatoelectric.com/Rotary_cam_switches/ITA/7GN2507U47.pdf | Łącznik krzywkowy serii 7GN, rozłącznik, 3 pola, 25A, do montażu tablicowego w otworze 22mm z czarnym pokrętłem, montowanym na zatrzask do korpusu i tabliczką 48x48mm | http://datasheet.lovatoelectric.com/Rotary_cam_switches/POL/7GN2507U47.pdf | Rotary cam switch 7GN series, ON-OFF switch 3 poles 25A, for snap on front mounting with black handle for hole Ø22mm fixing, front plate 48X48mm | http://datasheet.lovatoelectric.com/Rotary_cam_switches/RON/7GN2507U47.pdf
7GN2507U65 |  |  | Rotary cam switch 7GN series, ON-OFF switch 3 poles 25A, for front mounting with red/yellow handle padlockable in 0 and protection covers, front plate 65X65mm | http://datasheet.lovatoelectric.com/Rotary_cam_switches/ENG/7GN2507U65.pdf | Commutatore a camme serie 7GN, interruttore 3 poli da 25A in esecuzione per montaggio frontale con maniglia giallo/rossa lucchettabile in 0 e copriterminali, mostrina 65X65mm | http://datasheet.lovatoelectric.com/Rotary_cam_switches/ITA/7GN2507U65.pdf | Łącznik krzywkowy serii 7GN, rozłącznik, 3 pola, 25A, do montażu tablicowego, z żółto/czerwonym pokrętłem blokowanym w pozycji 0, osłonami zacisków i tabliczką 65x65mm | http://datasheet.lovatoelectric.com/Rotary_cam_switches/POL/7GN2507U65.pdf | Rotary cam switch 7GN series, ON-OFF switch 3 poles 25A, for front mounting with red/yellow handle padlockable in 0 and protection covers, front plate 65X65mm | http://datasheet.lovatoelectric.com/Rotary_cam_switches/RON/7GN2507U65.pdf
7GN2508O |  |  | Rotary cam switch 7GN series, ON-OFF switch 4 poles 25A, for rear mounting with black handle, front plate 48X48mm | http://datasheet.lovatoelectric.com/Rotary_cam_switches/ENG/7GN2508O.pdf | Commutatore a camme serie 7GN, interruttore 4 poli da 25A in esecuzione per montaggio a fondo quadro con maniglia nera, mostrina 48X48mm | http://datasheet.lovatoelectric.com/Rotary_cam_switches/ITA/7GN2508O.pdf | Łącznik krzywkowy serii 7GN, rozłącznik, 4 pola, 25A, do montażu wewnątrz szafy z czarnym pokrętłem i tabliczką 48x48mm | http://datasheet.lovatoelectric.com/Rotary_cam_switches/POL/7GN2508O.pdf | Rotary cam switch 7GN series, ON-OFF switch 4 poles 25A, for rear mounting with black handle, front plate 48X48mm | http://datasheet.lovatoelectric.com/Rotary_cam_switches/RON/7GN2508O.pdf
7GN2508O48 |  |  | Rotary cam switch 7GN series, ON-OFF switch 4 poles 25A, modular service cover for 35mm DIN reail mounting with black handle, front plate 45X54mm | http://datasheet.lovatoelectric.com/Rotary_cam_switches/ENG/7GN2508O48.pdf | Commutatore a camme serie 7GN, interruttore 4 poli da 25A in esecuzione modulare per montaggio su guida DIN con maniglia nera, mostrina 45X54mm | http://datasheet.lovatoelectric.com/Rotary_cam_switches/ITA/7GN2508O48.pdf | Łącznik krzywkowy serii 7GN, rozłącznik, 4 pola, 25A, wykonanie modułowe do montażu na szynie DIN 35mm, z czarnym pokrętłem i tabliczką 45x54mm | http://datasheet.lovatoelectric.com/Rotary_cam_switches/POL/7GN2508O48.pdf | Rotary cam switch 7GN series, ON-OFF switch 4 poles 25A, modular service cover for 35mm DIN reail mounting with black handle, front plate 45X54mm | http://datasheet.lovatoelectric.com/Rotary_cam_switches/RON/7GN2508O48.pdf
7GN2508O88 |  |  | Rotary cam switch 7GN series, ON-OFF switch 4 poles 25A, for rear mounting with red/yellow handle padlockable in 0, door coupling and protection covers, front plate 65X65mm | http://datasheet.lovatoelectric.com/Rotary_cam_switches/ENG/7GN2508O88.pdf | Commutatore a camme serie 7GN, interruttore 4 poli da 25A in esecuzione per montaggio a fondo quadro con maniglia giallo/rossa lucchettabile in 0 con funzione blocco porta e copriterminali, mostrina 65X65mm | http://datasheet.lovatoelectric.com/Rotary_cam_switches/ITA/7GN2508O88.pdf | Łącznik krzywkowy serii 7GN, rozłącznik, 4 pola, 25A, do montażu wewnątrz szafy, z żółto/czerwonym pokrętłem blokowanym w pozycji 0, trzpieniem, osłonami zacisków i tabliczką 65x65mm | http://datasheet.lovatoelectric.com/Rotary_cam_switches/POL/7GN2508O88.pdf | Rotary cam switch 7GN series, ON-OFF switch 4 poles 25A, for rear mounting with red/yellow handle padlockable in 0, door coupling and protection covers, front plate 65X65mm | http://datasheet.lovatoelectric.com/Rotary_cam_switches/RON/7GN2508O88.pdf
7GN2508O98 |  |  | Rotary cam switch 7GN series, ON-OFF switch 4 poles 25A, for rear mounting with red/yellow handle padlockable in 0, door coupling and protection covers, front plate 65X65mm | http://datasheet.lovatoelectric.com/Rotary_cam_switches/ENG/7GN2508O98.pdf | Commutatore a camme serie 7GN, interruttore 4 poli da 25A in esecuzione per montaggio a fondo quadro con maniglia giallo/rossa lucchettabile in 0 con funzione blocco porta e copriterminali, mostrina 65X65mm | http://datasheet.lovatoelectric.com/Rotary_cam_switches/ITA/7GN2508O98.pdf | Łącznik krzywkowy serii 7GN, rozłącznik, 4 pola, 25A, do montażu wewnątrz szafy, z żółto/czerwonym pokrętłem blokowanym w pozycji 0, trzpieniem, osłonami zacisków i tabliczką 65x65mm | http://datasheet.lovatoelectric.com/Rotary_cam_switches/POL/7GN2508O98.pdf | Rotary cam switch 7GN series, ON-OFF switch 4 poles 25A, for rear mounting with red/yellow handle padlockable in 0, door coupling and protection covers, front plate 65X65mm | http://datasheet.lovatoelectric.com/Rotary_cam_switches/RON/7GN2508O98.pdf
7GN2508P |  |  | Enclosed rotary cam switch 7GN series, ON-OFF switch 4 poles 25A in plastic enclosure 75X75mm with black handle | http://datasheet.lovatoelectric.com/Rotary_cam_switches/ENG/7GN2508P.pdf | Commutatore a camme serie 7GN, interruttore 4 poli da 25A in cassetta plastica 75X75mm con maniglia nera | http://datasheet.lovatoelectric.com/Rotary_cam_switches/ITA/7GN2508P.pdf | Łącznik krzywkowy serii 7GN, rozłącznik, 4 pola, 25A, w obudowie 75x75mm i czarnym pokrętłem | http://datasheet.lovatoelectric.com/Rotary_cam_switches/POL/7GN2508P.pdf | Enclosed rotary cam switch 7GN series, ON-OFF switch 4 poles 25A in plastic enclosure 75X75mm with black handle | http://datasheet.lovatoelectric.com/Rotary_cam_switches/RON/7GN2508P.pdf
7GN2508P25 |  |  | Enclosed rotary cam switch 7GN series, ON-OFF switch 4 poles 25A in plastic enclosure 90X90mm with red/yellow handle | http://datasheet.lovatoelectric.com/Rotary_cam_switches/ENG/7GN2508P25.pdf | Commutatore a camme serie 7GN, interruttore 4 poli da 25A in cassetta plastica 90X90mm con maniglia giallo/rossa | http://datasheet.lovatoelectric.com/Rotary_cam_switches/ITA/7GN2508P25.pdf | Łącznik krzywkowy serii 7GN, rozłącznik, 4 pola, 25A, w obudowie 90x90mm i żółto/czerwonym pokrętłem | http://datasheet.lovatoelectric.com/Rotary_cam_switches/POL/7GN2508P25.pdf | Enclosed rotary cam switch 7GN series, ON-OFF switch 4 poles 25A in plastic enclosure 90X90mm with red/yellow handle | http://datasheet.lovatoelectric.com/Rotary_cam_switches/RON/7GN2508P25.pdf
7GN2508U |  |  | Rotary cam switch 7GN series, ON-OFF switch 4 poles 25A, for front mounting with black handle, front plate 48X48mm | http://datasheet.lovatoelectric.com/Rotary_cam_switches/ENG/7GN2508U.pdf | Commutatore a camme serie 7GN, interruttore 4 poli da 25A in esecuzione per montaggio frontale con maniglia nera, mostrina 48X48mm | http://datasheet.lovatoelectric.com/Rotary_cam_switches/ITA/7GN2508U.pdf | Łącznik krzywkowy serii 7GN, rozłącznik, 4 pola, 25A, do montażu tablicowego, z czarnym pokrętłem i tabliczką 48x48mm | http://datasheet.lovatoelectric.com/Rotary_cam_switches/POL/7GN2508U.pdf | Rotary cam switch 7GN series, ON-OFF switch 4 poles 25A, for front mounting with black handle, front plate 48X48mm | http://datasheet.lovatoelectric.com/Rotary_cam_switches/RON/7GN2508U.pdf
7GN2508U11 |  |  | Rotary cam switch 7GN series, ON-OFF switch 4 poles 25A, for front mounting with black handle without front plate for hole Ø22mm fixing | http://datasheet.lovatoelectric.com/Rotary_cam_switches/ENG/7GN2508U11.pdf | Commutatore a camme serie 7GN, interruttore 4 poli da 25A in esecuzione per montaggio frontale con maniglia nera senza mostrina con fissaggio foro diametro 22mm | http://datasheet.lovatoelectric.com/Rotary_cam_switches/ITA/7GN2508U11.pdf | Łącznik krzywkowy serii 7GN, rozłącznik, 4 pola, 25A, do montażu tablicowego w otworze 22mm, z czarnym pokrętłem bez tabliczki | http://datasheet.lovatoelectric.com/Rotary_cam_switches/POL/7GN2508U11.pdf | Rotary cam switch 7GN series, ON-OFF switch 4 poles 25A, for front mounting with black handle without front plate for hole Ø22mm fixing | http://datasheet.lovatoelectric.com/Rotary_cam_switches/RON/7GN2508U11.pdf
7GN2508U12 |  |  | Rotary cam switch 7GN series, ON-OFF switch 4 poles 25A, for front mounting without front plate with key operation for hole Ø22mm fixing | http://datasheet.lovatoelectric.com/Rotary_cam_switches/ENG/7GN2508U12.pdf | Commutatore a camme serie 7GN, interruttore 4 poli da 25A in esecuzione per montaggio frontale senza mostrina con comando a chiave e fissaggio foro diametro 22mm | http://datasheet.lovatoelectric.com/Rotary_cam_switches/ITA/7GN2508U12.pdf | Łącznik krzywkowy serii 7GN, rozłącznik, 4 pola, 25A, do montażu tablicowego w otworze 22mm, sterowanie kluczem, bez tabliczki | http://datasheet.lovatoelectric.com/Rotary_cam_switches/POL/7GN2508U12.pdf | Rotary cam switch 7GN series, ON-OFF switch 4 poles 25A, for front mounting without front plate with key operation for hole Ø22mm fixing | http://datasheet.lovatoelectric.com/Rotary_cam_switches/RON/7GN2508U12.pdf
7GN2508U25 |  |  | Rotary cam switch 7GN series, ON-OFF switch 4 poles 25A, for front mounting with red/yellow handle padlockable in 0 and protection covers, front plate 65X65mm | http://datasheet.lovatoelectric.com/Rotary_cam_switches/ENG/7GN2508U25.pdf | Commutatore a camme serie 7GN, interruttore 4 poli da 25A in esecuzione per montaggio frontale con maniglia giallo/rossa lucchettabile in 0 e copriterminali, mostrina 65X65mm | http://datasheet.lovatoelectric.com/Rotary_cam_switches/ITA/7GN2508U25.pdf | Łącznik krzywkowy serii 7GN, rozłącznik, 4 pola, 25A, do montażu tablicowego, z żółto/czerwonym pokrętłem blokowanym w pozycji 0, osłonami zacisków i tabliczką 65x65mm | http://datasheet.lovatoelectric.com/Rotary_cam_switches/POL/7GN2508U25.pdf | Rotary cam switch 7GN series, ON-OFF switch 4 poles 25A, for front mounting with red/yellow handle padlockable in 0 and protection covers, front plate 65X65mm | http://datasheet.lovatoelectric.com/Rotary_cam_switches/RON/7GN2508U25.pdf
7GN2508U47 |  |  | Rotary cam switch 7GN series, ON-OFF switch 4 poles 25A, for snap on front mounting with black handle for hole Ø22mm fixing, front plate 48X48mm | http://datasheet.lovatoelectric.com/Rotary_cam_switches/ENG/7GN2508U47.pdf | Commutatore a camme serie 7GN, interruttore 4 poli da 25A in esecuzione per montaggio frontale con maniglia nera e fissaggio a scatto per foro diametro 22mm, mostrina 48x48mm | http://datasheet.lovatoelectric.com/Rotary_cam_switches/ITA/7GN2508U47.pdf | Łącznik krzywkowy serii 7GN, rozłącznik, 4 pola, 25A, do montażu tablicowego w otworze 22mm z czarnym pokrętłem, montowanym na zatrzask do korpusu i tabliczką 48x48mm | http://datasheet.lovatoelectric.com/Rotary_cam_switches/POL/7GN2508U47.pdf | Rotary cam switch 7GN series, ON-OFF switch 4 poles 25A, for snap on front mounting with black handle for hole Ø22mm fixing, front plate 48X48mm | http://datasheet.lovatoelectric.com/Rotary_cam_switches/RON/7GN2508U47.pdf
7GN2508U65 |  |  | Rotary cam switch 7GN series, ON-OFF switch 4 poles 25A, for front mounting with red/yellow handle padlockable in 0 and protection covers, front plate 65X65mm | http://datasheet.lovatoelectric.com/Rotary_cam_switches/ENG/7GN2508U65.pdf | Commutatore a camme serie 7GN, interruttore 4 poli da 25A in esecuzione per montaggio frontale con maniglia giallo/rossa lucchettabile in 0 e copriterminali, mostrina 65X65mm | http://datasheet.lovatoelectric.com/Rotary_cam_switches/ITA/7GN2508U65.pdf | Łącznik krzywkowy serii 7GN, rozłącznik, 4 pola, 25A, do montażu tablicowego, z żółto/czerwonym pokrętłem blokowanym w pozycji 0, osłonami zacisków i tabliczką 65x65mm | http://datasheet.lovatoelectric.com/Rotary_cam_switches/POL/7GN2508U65.pdf | Rotary cam switch 7GN series, ON-OFF switch 4 poles 25A, for front mounting with red/yellow handle padlockable in 0 and protection covers, front plate 65X65mm | http://datasheet.lovatoelectric.com/Rotary_cam_switches/RON/7GN2508U65.pdf
7GN25107O |  |  | Rotary cam switch 7GN series, multi-step 0-1-2, 1 pole 25A, for rear mounting with black handle, front plate 48X48mm | http://datasheet.lovatoelectric.com/Rotary_cam_switches/ENG/7GN25107O.pdf | Commutatore a camme serie 7GN, multivia 0-1-2 1 polo da 25A in esecuzione per montaggio a fondo quadro con maniglia nera, mostrina 48X48mm | http://datasheet.lovatoelectric.com/Rotary_cam_switches/ITA/7GN25107O.pdf | Łącznik krzywkowy serii 7GN, wielopozycyjny 0-1-2, 1 pole, 25A, do montażu wewnątrz szafy z czarnym pokrętłem i tabliczką 48x48mm | http://datasheet.lovatoelectric.com/Rotary_cam_switches/POL/7GN25107O.pdf | Rotary cam switch 7GN series, multi-step 0-1-2, 1 pole 25A, for rear mounting with black handle, front plate 48X48mm | http://datasheet.lovatoelectric.com/Rotary_cam_switches/RON/7GN25107O.pdf
7GN25107O48 |  |  | Rotary cam switch 7GN series, multi-step 0-1-2, 1 pole 25A, modular service cover for 35mm DIN reail mounting with black handle, front plate 45X54mm | http://datasheet.lovatoelectric.com/Rotary_cam_switches/ENG/7GN25107O48.pdf | Commutatore a camme serie 7GN, multivia 0-1-2 1 polo da 25A in esecuzione modulare per montaggio su guida DIN con maniglia nera, mostrina 45X54mm | http://datasheet.lovatoelectric.com/Rotary_cam_switches/ITA/7GN25107O48.pdf | Łącznik krzywkowy serii 7GN, wielopozycyjny 0-1-2, 1 pole, 25A, wykonanie modułowe do montażu na szynie DIN 35mm, z czarnym pokrętłem i tabliczką 45x54mm | http://datasheet.lovatoelectric.com/Rotary_cam_switches/POL/7GN25107O48.pdf | Rotary cam switch 7GN series, multi-step 0-1-2, 1 pole 25A, modular service cover for 35mm DIN reail mounting with black handle, front plate 45X54mm | http://datasheet.lovatoelectric.com/Rotary_cam_switches/RON/7GN25107O48.pdf
7GN25107P |  |  | Enclosed rotary cam switch 7GN series, multi-step 0-1-2, 1 pole 25A in plastic enclosure 75X75mm with black handle | http://datasheet.lovatoelectric.com/Rotary_cam_switches/ENG/7GN25107P.pdf | Commutatore a camme serie 7GN, multivia 0-1-2 1 polo da 25A in cassetta plastica 75X75mm con maniglia nera | http://datasheet.lovatoelectric.com/Rotary_cam_switches/ITA/7GN25107P.pdf | Łącznik krzywkowy serii 7GN, wielopozycyjny 0-1-2, 1 pole, 25A, w obudowie 75x75mm i czarnym pokrętłem | http://datasheet.lovatoelectric.com/Rotary_cam_switches/POL/7GN25107P.pdf | Enclosed rotary cam switch 7GN series, multi-step 0-1-2, 1 pole 25A in plastic enclosure 75X75mm with black handle | http://datasheet.lovatoelectric.com/Rotary_cam_switches/RON/7GN25107P.pdf
7GN25107U |  |  | Rotary cam switch 7GN series, multi-step 0-1-2, 1 pole 25A, for front mounting with black handle, front plate 48X48mm | http://datasheet.lovatoelectric.com/Rotary_cam_switches/ENG/7GN25107U.pdf | Commutatore a camme serie 7GN, multivia 0-1-2 1 polo da 25A in esecuzione per montaggio frontale con maniglia nera, mostrina 48X48mm | http://datasheet.lovatoelectric.com/Rotary_cam_switches/ITA/7GN25107U.pdf | Łącznik krzywkowy serii 7GN, wielopozycyjny 0-1-2, 1 pole, 25A, do montażu tablicowego, z czarnym pokrętłem i tabliczką 48x48mm | http://datasheet.lovatoelectric.com/Rotary_cam_switches/POL/7GN25107U.pdf | Rotary cam switch 7GN series, multi-step 0-1-2, 1 pole 25A, for front mounting with black handle, front plate 48X48mm | http://datasheet.lovatoelectric.com/Rotary_cam_switches/RON/7GN25107U.pdf
7GN25107U47 |  |  | Rotary cam switch 7GN series, multi-step 0-1-2, 1 pole 25A, for snap on front mounting with black handle for hole Ø22mm fixing, front plate 48X48mm | http://datasheet.lovatoelectric.com/Rotary_cam_switches/ENG/7GN25107U47.pdf | Commutatore a camme serie 7GN, multivia 0-1-2 1 polo da 25A in esecuzione per montaggio frontale con maniglia nera e fissaggio a scatto per foro diametro 22mm, mostrina 48X48mm | http://datasheet.lovatoelectric.com/Rotary_cam_switches/ITA/7GN25107U47.pdf | Łącznik krzywkowy serii 7GN, wielopozycyjny 0-1-2, 1 pole, 25A, do montażu tablicowego w otworze 22mm z czarnym pokrętłem, montowanym na zatrzask do korpusu i tabliczką 48x48mm | http://datasheet.lovatoelectric.com/Rotary_cam_switches/POL/7GN25107U47.pdf | Rotary cam switch 7GN series, multi-step 0-1-2, 1 pole 25A, for snap on front mounting with black handle for hole Ø22mm fixing, front plate 48X48mm | http://datasheet.lovatoelectric.com/Rotary_cam_switches/RON/7GN25107U47.pdf
7GN25108O |  |  | Rotary cam switch 7GN series, multi-step 0-1-2-3, 1 pole 25A, for rear mounting with black handle, front plate 48X48mm | http://datasheet.lovatoelectric.com/Rotary_cam_switches/ENG/7GN25108O.pdf | Commutatore a camme serie 7GN, multivia 0-1-2-3 1 polo da 25A in esecuzione per montaggio a fondo quadro con maniglia nera, mostrina 48X48mm | http://datasheet.lovatoelectric.com/Rotary_cam_switches/ITA/7GN25108O.pdf | Łącznik krzywkowy serii 7GN, wielopozycyjny 0-1-2-3, 1 pole, 25A, do montażu wewnątrz szafy z czarnym pokrętłem i tabliczką 48x48mm | http://datasheet.lovatoelectric.com/Rotary_cam_switches/POL/7GN25108O.pdf | Rotary cam switch 7GN series, multi-step 0-1-2-3, 1 pole 25A, for rear mounting with black handle, front plate 48X48mm | http://datasheet.lovatoelectric.com/Rotary_cam_switches/RON/7GN25108O.pdf
7GN25108O48 |  |  | Rotary cam switch 7GN series, multi-step 0-1-2-3, 1 pole 25A, modular service cover for 35mm DIN reail mounting with black handle, front plate 45X54mm | http://datasheet.lovatoelectric.com/Rotary_cam_switches/ENG/7GN25108O48.pdf | Commutatore a camme serie 7GN, multivia 0-1-2-3 1 polo da 25A in esecuzione modulare per montaggio su guida DIN con maniglia nera, mostrina 45X54mm | http://datasheet.lovatoelectric.com/Rotary_cam_switches/ITA/7GN25108O48.pdf | Łącznik krzywkowy serii 7GN, wielopozycyjny 0-1-2-3, 1 pole, 25A, wykonanie modułowe do montażu na szynie DIN 35mm, z czarnym pokrętłem i tabliczką 45x54mm | http://datasheet.lovatoelectric.com/Rotary_cam_switches/POL/7GN25108O48.pdf | Rotary cam switch 7GN series, multi-step 0-1-2-3, 1 pole 25A, modular service cover for 35mm DIN reail mounting with black handle, front plate 45X54mm | http://datasheet.lovatoelectric.com/Rotary_cam_switches/RON/7GN25108O48.pdf
7GN25108P |  |  | Enclosed rotary cam switch 7GN series, multi-step 0-1-2-3, 1 pole 25A in plastic enclosure 75X75mm with black handle | http://datasheet.lovatoelectric.com/Rotary_cam_switches/ENG/7GN25108P.pdf | Commutatore a camme serie 7GN, multivia 0-1-2-3 1 polo da 25A in cassetta plastica 75X75mm con maniglia nera | http://datasheet.lovatoelectric.com/Rotary_cam_switches/ITA/7GN25108P.pdf | Łącznik krzywkowy serii 7GN, wielopozycyjny 0-1-2-3, 1 pole, 25A, w obudowie 75x75mm i czarnym pokrętłem | http://datasheet.lovatoelectric.com/Rotary_cam_switches/POL/7GN25108P.pdf | Enclosed rotary cam switch 7GN series, multi-step 0-1-2-3, 1 pole 25A in plastic enclosure 75X75mm with black handle | http://datasheet.lovatoelectric.com/Rotary_cam_switches/RON/7GN25108P.pdf
7GN25108U |  |  | Rotary cam switch 7GN series, multi-step 0-1-2-3, 1 pole 25A, for front mounting with black handle, front plate 48X48mm | http://datasheet.lovatoelectric.com/Rotary_cam_switches/ENG/7GN25108U.pdf | Commutatore a camme serie 7GN, multivia 0-1-2-3 1 polo da 25A in esecuzione per montaggio frontale con maniglia nera, mostrina 48X48mm | http://datasheet.lovatoelectric.com/Rotary_cam_switches/ITA/7GN25108U.pdf | Łącznik krzywkowy serii 7GN, wielopozycyjny 0-1-2-3, 1 pole, 25A, do montażu tablicowego, z czarnym pokrętłem i tabliczką 48x48mm | http://datasheet.lovatoelectric.com/Rotary_cam_switches/POL/7GN25108U.pdf | Rotary cam switch 7GN series, multi-step 0-1-2-3, 1 pole 25A, for front mounting with black handle, front plate 48X48mm | http://datasheet.lovatoelectric.com/Rotary_cam_switches/RON/7GN25108U.pdf
7GN25108U47 |  |  | Rotary cam switch 7GN series, multi-step 0-1-2-3, 1 pole 25A, for snap on front mounting with black handle for hole Ø22mm fixing, front plate 48X48mm | http://datasheet.lovatoelectric.com/Rotary_cam_switches/ENG/7GN25108U47.pdf | Commutatore a camme serie 7GN, multivia 0-1-2-3 1 polo da 25A in esecuzione per montaggio frontale con maniglia nera e fissaggio a scatto per foro diametro 22mm, mostrina 48X48mm | http://datasheet.lovatoelectric.com/Rotary_cam_switches/ITA/7GN25108U47.pdf | Łącznik krzywkowy serii 7GN, wielopozycyjny 0-1-2-3, 1 pole, 25A, do montażu tablicowego w otworze 22mm z czarnym pokrętłem, montowanym na zatrzask do korpusu i tabliczką 48x48mm | http://datasheet.lovatoelectric.com/Rotary_cam_switches/POL/7GN25108U47.pdf | Rotary cam switch 7GN series, multi-step 0-1-2-3, 1 pole 25A, for snap on front mounting with black handle for hole Ø22mm fixing, front plate 48X48mm | http://datasheet.lovatoelectric.com/Rotary_cam_switches/RON/7GN25108U47.pdf
7GN25109O |  |  | Rotary cam switch 7GN series, multi-step 0-1-2-3-4, 1 pole 25A, for rear mounting with black handle, front plate 48X48mm | http://datasheet.lovatoelectric.com/Rotary_cam_switches/ENG/7GN25109O.pdf | Commutatore a camme serie 7GN, multivia 0-1-2-3-4 1 polo da 25A in esecuzione per montaggio a fondo quadro con maniglia nera, mostrina 48X48mm | http://datasheet.lovatoelectric.com/Rotary_cam_switches/ITA/7GN25109O.pdf | Łącznik krzywkowy serii 7GN, wielopozycyjny 0-1-2-3-4, 1 pole, 25A, do montażu wewnątrz szafy z czarnym pokrętłem i tabliczką 48x48mm | http://datasheet.lovatoelectric.com/Rotary_cam_switches/POL/7GN25109O.pdf | Rotary cam switch 7GN series, multi-step 0-1-2-3-4, 1 pole 25A, for rear mounting with black handle, front plate 48X48mm | http://datasheet.lovatoelectric.com/Rotary_cam_switches/RON/7GN25109O.pdf
7GN25109O48 |  |  | Rotary cam switch 7GN series, multi-step 0-1-2-3-4, 1 pole 25A, modular service cover for 35mm DIN reail mounting with black handle, front plate 45X54mm | http://datasheet.lovatoelectric.com/Rotary_cam_switches/ENG/7GN25109O48.pdf | Commutatore a camme serie 7GN, multivia 0-1-2-3-4 1 polo da 25A in esecuzione modulare per montaggio su guida DIN con maniglia nera, mostrina 45X54mm | http://datasheet.lovatoelectric.com/Rotary_cam_switches/ITA/7GN25109O48.pdf | Łącznik krzywkowy serii 7GN, wielopozycyjny 0-1-2-3-4, 1 pole, 25A, wykonanie modułowe do montażu na szynie DIN 35mm, z czarnym pokrętłem i tabliczką 45x54mm | http://datasheet.lovatoelectric.com/Rotary_cam_switches/POL/7GN25109O48.pdf | Rotary cam switch 7GN series, multi-step 0-1-2-3-4, 1 pole 25A, modular service cover for 35mm DIN reail mounting with black handle, front plate 45X54mm | http://datasheet.lovatoelectric.com/Rotary_cam_switches/RON/7GN25109O48.pdf
7GN25109P |  |  | Enclosed rotary cam switch 7GN series, multi-step 0-1-2-3-4, 1 pole 25A in plastic enclosure 75X75mm with black handle | http://datasheet.lovatoelectric.com/Rotary_cam_switches/ENG/7GN25109P.pdf | Commutatore a camme serie 7GN, multivia 0-1-2-3-4 1 polo da 25A in cassetta plastica 75X75mm con maniglia nera | http://datasheet.lovatoelectric.com/Rotary_cam_switches/ITA/7GN25109P.pdf | Łącznik krzywkowy serii 7GN, wielopozycyjny 0-1-2-3-4, 1 pole, 25A, w obudowie 75x75mm i czarnym pokrętłem | http://datasheet.lovatoelectric.com/Rotary_cam_switches/POL/7GN25109P.pdf | Enclosed rotary cam switch 7GN series, multi-step 0-1-2-3-4, 1 pole 25A in plastic enclosure 75X75mm with black handle | http://datasheet.lovatoelectric.com/Rotary_cam_switches/RON/7GN25109P.pdf
7GN25109U |  |  | Rotary cam switch 7GN series, multi-step 0-1-2-3-4, 1 pole 25A, for front mounting with black handle, front plate 48X48mm | http://datasheet.lovatoelectric.com/Rotary_cam_switches/ENG/7GN25109U.pdf | Commutatore a camme serie 7GN, multivia 0-1-2-3-4 1 polo da 25A in esecuzione per montaggio frontale con maniglia nera, mostrina 48X48mm | http://datasheet.lovatoelectric.com/Rotary_cam_switches/ITA/7GN25109U.pdf | Łącznik krzywkowy serii 7GN, wielopozycyjny 0-1-2-3-4, 1 pole, 25A, do montażu tablicowego, z czarnym pokrętłem i tabliczką 48x48mm | http://datasheet.lovatoelectric.com/Rotary_cam_switches/POL/7GN25109U.pdf | Rotary cam switch 7GN series, multi-step 0-1-2-3-4, 1 pole 25A, for front mounting with black handle, front plate 48X48mm | http://datasheet.lovatoelectric.com/Rotary_cam_switches/RON/7GN25109U.pdf
7GN25109U47 |  |  | Rotary cam switch 7GN series, multi-step 0-1-2-3-4, 1 pole 25A, for snap on front mounting with black handle for hole Ø22mm fixing, front plate 48X48mm | http://datasheet.lovatoelectric.com/Rotary_cam_switches/ENG/7GN25109U47.pdf | Commutatore a camme serie 7GN, multivia 0-1-2-3-4 1 polo da 25A in esecuzione per montaggio frontale con maniglia nera e fissaggio a scatto per foro diametro 22mm, mostrina 48X48mm | http://datasheet.lovatoelectric.com/Rotary_cam_switches/ITA/7GN25109U47.pdf | Łącznik krzywkowy serii 7GN, wielopozycyjny 0-1-2-3-4, 1 pole, 25A, do montażu tablicowego w otworze 22mm z czarnym pokrętłem, montowanym na zatrzask do korpusu i tabliczką 48x48mm | http://datasheet.lovatoelectric.com/Rotary_cam_switches/POL/7GN25109U47.pdf | Rotary cam switch 7GN series, multi-step 0-1-2-3-4, 1 pole 25A, for snap on front mounting with black handle for hole Ø22mm fixing, front plate 48X48mm | http://datasheet.lovatoelectric.com/Rotary_cam_switches/RON/7GN25109U47.pdf
7GN2510O | 7GN2510O.jpg | http://datasheet.lovatoelectric.com/Rotary_cam_switches/products_images/7GN2510O.jpg | Rotary cam switch 7GN series, ON-OFF switch 3 poles 25A, for rear mounting with black handle, front plate 48X48mm | http://datasheet.lovatoelectric.com/Rotary_cam_switches/ENG/7GN2510O.pdf | Commutatore a camme serie 7GN, interruttore 3 poli da 25A in esecuzione per montaggio a fondo quadro con maniglia nera, mostrina 48X48mm | http://datasheet.lovatoelectric.com/Rotary_cam_switches/ITA/7GN2510O.pdf | Łącznik krzywkowy serii 7GN, rozłącznik, 3 pola, 25A, do montażu wewnątrz szafy z czarnym pokrętłem i tabliczką 48x48mm | http://datasheet.lovatoelectric.com/Rotary_cam_switches/POL/7GN2510O.pdf | Rotary cam switch 7GN series, ON-OFF switch 3 poles 25A, for rear mounting with black handle, front plate 48X48mm | http://datasheet.lovatoelectric.com/Rotary_cam_switches/RON/7GN2510O.pdf
7GN2510O48 | 7GN2510O48.jpg | http://datasheet.lovatoelectric.com/Rotary_cam_switches/products_images/7GN2510O48.jpg | Rotary cam switch 7GN series, ON-OFF switch 3 poles 25A, modular service cover for 35mm DIN reail mounting with black handle, front plate 45X54mm | http://datasheet.lovatoelectric.com/Rotary_cam_switches/ENG/7GN2510O48.pdf | Commutatore a camme serie 7GN, interruttore 3 poli da 25A in esecuzione modulare per montaggio su guida DIN con maniglia nera, mostrina 45X54mm | http://datasheet.lovatoelectric.com/Rotary_cam_switches/ITA/7GN2510O48.pdf | Łącznik krzywkowy serii 7GN, rozłącznik, 3 pola, 25A, wykonanie modułowe do montażu na szynie DIN 35mm, z czarnym pokrętłem i tabliczką 45x54mm | http://datasheet.lovatoelectric.com/Rotary_cam_switches/POL/7GN2510O48.pdf | Rotary cam switch 7GN series, ON-OFF switch 3 poles 25A, modular service cover for 35mm DIN reail mounting with black handle, front plate 45X54mm | http://datasheet.lovatoelectric.com/Rotary_cam_switches/RON/7GN2510O48.pdf
7GN2510O88 | 7GN2510O88.jpg | http://datasheet.lovatoelectric.com/Rotary_cam_switches/products_images/7GN2510O88.jpg | Rotary cam switch 7GN series, ON-OFF switch 3 poles 25A, for rear mounting with red/yellow handle padlockable in 0, door coupling and protection covers, front plate 65X65mm | http://datasheet.lovatoelectric.com/Rotary_cam_switches/ENG/7GN2510O88.pdf | Commutatore a camme serie 7GN, interruttore 3 poli da 25A in esecuzione per montaggio a fondo quadro con maniglia giallo/rossa lucchettabile in 0 con funzione blocco porta e copriterminali, mostrina 65X65mm | http://datasheet.lovatoelectric.com/Rotary_cam_switches/ITA/7GN2510O88.pdf | Łącznik krzywkowy serii 7GN, rozłącznik, 3 pola, 25A, do montażu wewnątrz szafy, z żółto/czerwonym pokrętłem blokowanym w pozycji 0, trzpieniem, osłonami zacisków i tabliczką 65x65mm | http://datasheet.lovatoelectric.com/Rotary_cam_switches/POL/7GN2510O88.pdf | Rotary cam switch 7GN series, ON-OFF switch 3 poles 25A, for rear mounting with red/yellow handle padlockable in 0, door coupling and protection covers, front plate 65X65mm | http://datasheet.lovatoelectric.com/Rotary_cam_switches/RON/7GN2510O88.pdf
7GN2510O98 | 7GN2510O98.jpg | http://datasheet.lovatoelectric.com/Rotary_cam_switches/products_images/7GN2510O98.jpg | Rotary cam switch 7GN series, ON-OFF switch 3 poles 25A, for rear mounting with red/yellow handle padlockable in 0, door coupling and protection covers, front plate 65X65mm | http://datasheet.lovatoelectric.com/Rotary_cam_switches/ENG/7GN2510O98.pdf | Commutatore a camme serie 7GN, interruttore 3 poli da 25A in esecuzione per montaggio a fondo quadro con maniglia giallo/rossa lucchettabile in 0 con funzione blocco porta e copriterminali, mostrina 65X65mm | http://datasheet.lovatoelectric.com/Rotary_cam_switches/ITA/7GN2510O98.pdf | Łącznik krzywkowy serii 7GN, rozłącznik, 3 pola, 25A, do montażu wewnątrz szafy, z żółto/czerwonym pokrętłem blokowanym w pozycji 0, trzpieniem, osłonami zacisków i tabliczką 65x65mm | http://datasheet.lovatoelectric.com/Rotary_cam_switches/POL/7GN2510O98.pdf | Rotary cam switch 7GN series, ON-OFF switch 3 poles 25A, for rear mounting with red/yellow handle padlockable in 0, door coupling and protection covers, front plate 65X65mm | http://datasheet.lovatoelectric.com/Rotary_cam_switches/RON/7GN2510O98.pdf
7GN2510P | 7GN2510P.jpg | http://datasheet.lovatoelectric.com/Rotary_cam_switches/products_images/7GN2510P.jpg | Enclosed rotary cam switch 7GN series, ON-OFF switch 3 poles 25A in plastic enclosure 75X75mm with black handle | http://datasheet.lovatoelectric.com/Rotary_cam_switches/ENG/7GN2510P.pdf | Commutatore a camme serie 7GN, interruttore 3 poli da 25A in cassetta plastica 75X75mm con maniglia nera | http://datasheet.lovatoelectric.com/Rotary_cam_switches/ITA/7GN2510P.pdf | Łącznik krzywkowy serii 7GN, rozłącznik, 3 pola, 25A, w obudowie 75x75mm i czarnym pokrętłem | http://datasheet.lovatoelectric.com/Rotary_cam_switches/POL/7GN2510P.pdf | Enclosed rotary cam switch 7GN series, ON-OFF switch 3 poles 25A in plastic enclosure 75X75mm with black handle | http://datasheet.lovatoelectric.com/Rotary_cam_switches/RON/7GN2510P.pdf
7GN2510P25 |  |  | Enclosed rotary cam switch 7GN series, ON-OFF switch 1 pole 25A in plastic enclosure 90X90mm with red/yellow handle | http://datasheet.lovatoelectric.com/Rotary_cam_switches/ENG/7GN2510P25.pdf | Commutatore a camme serie 7GN, interruttore 3 poli da 25A in cassetta plastica 90X90mm con maniglia giallo/rossa | http://datasheet.lovatoelectric.com/Rotary_cam_switches/ITA/7GN2510P25.pdf | Łącznik krzywkowy serii 7GN, rozłącznik, 1 pole, 25A, w obudowie 90x90mm i żółto/czerwonym pokrętłem | http://datasheet.lovatoelectric.com/Rotary_cam_switches/POL/7GN2510P25.pdf | Enclosed rotary cam switch 7GN series, ON-OFF switch 1 pole 25A in plastic enclosure 90X90mm with red/yellow handle | http://datasheet.lovatoelectric.com/Rotary_cam_switches/RON/7GN2510P25.pdf
7GN2510U | 7GN2510U.jpg | http://datasheet.lovatoelectric.com/Rotary_cam_switches/products_images/7GN2510U.jpg | Rotary cam switch 7GN series, ON-OFF switch 3 poles 25A, for front mounting with black handle, front plate 48X48mm | http://datasheet.lovatoelectric.com/Rotary_cam_switches/ENG/7GN2510U.pdf | Commutatore a camme serie 7GN, interruttore 3 poli da 25A in esecuzione per montaggio frontale con maniglia nera, mostrina 48X48mm | http://datasheet.lovatoelectric.com/Rotary_cam_switches/ITA/7GN2510U.pdf | Łącznik krzywkowy serii 7GN, rozłącznik, 3 pola, 25A, do montażu tablicowego, z czarnym pokrętłem i tabliczką 48x48mm | http://datasheet.lovatoelectric.com/Rotary_cam_switches/POL/7GN2510U.pdf | Rotary cam switch 7GN series, ON-OFF switch 3 poles 25A, for front mounting with black handle, front plate 48X48mm | http://datasheet.lovatoelectric.com/Rotary_cam_switches/RON/7GN2510U.pdf
7GN2510U11 | 7GN2510U11.jpg | http://datasheet.lovatoelectric.com/Rotary_cam_switches/products_images/7GN2510U11.jpg | Rotary cam switch 7GN series, ON-OFF switch 3 poles 25A, for front mounting with black handle without front plate for hole Ø22mm fixing | http://datasheet.lovatoelectric.com/Rotary_cam_switches/ENG/7GN2510U11.pdf | Commutatore a camme serie 7GN, interruttore 3 poli da 25A in esecuzione per montaggio frontale con maniglia nera senza mostrina con fissaggio foro diametro 22mm | http://datasheet.lovatoelectric.com/Rotary_cam_switches/ITA/7GN2510U11.pdf | Łącznik krzywkowy serii 7GN, rozłącznik, 3 pola, 25A, do montażu tablicowego w otworze 22mm, z czarnym pokrętłem bez tabliczki | http://datasheet.lovatoelectric.com/Rotary_cam_switches/POL/7GN2510U11.pdf | Rotary cam switch 7GN series, ON-OFF switch 3 poles 25A, for front mounting with black handle without front plate for hole Ø22mm fixing | http://datasheet.lovatoelectric.com/Rotary_cam_switches/RON/7GN2510U11.pdf
7GN2510U12 | 7GN2510U12.jpg | http://datasheet.lovatoelectric.com/Rotary_cam_switches/products_images/7GN2510U12.jpg | Rotary cam switch 7GN series, ON-OFF switch 3 poles 25A, for front mounting without front plate with key operation for hole Ø22mm fixing | http://datasheet.lovatoelectric.com/Rotary_cam_switches/ENG/7GN2510U12.pdf | Commutatore a camme serie 7GN, interruttore 3 poli da 25A in esecuzione per montaggio frontale senza mostrina con comando a chiave e fissaggio foro diametro 22mm | http://datasheet.lovatoelectric.com/Rotary_cam_switches/ITA/7GN2510U12.pdf | Łącznik krzywkowy serii 7GN, rozłącznik, 3 pola, 25A, do montażu tablicowego w otworze 22mm, sterowanie kluczem, bez tabliczki | http://datasheet.lovatoelectric.com/Rotary_cam_switches/POL/7GN2510U12.pdf | Rotary cam switch 7GN series, ON-OFF switch 3 poles 25A, for front mounting without front plate with key operation for hole Ø22mm fixing | http://datasheet.lovatoelectric.com/Rotary_cam_switches/RON/7GN2510U12.pdf
7GN2510U25 | 7GN2510U25.jpg | http://datasheet.lovatoelectric.com/Rotary_cam_switches/products_images/7GN2510U25.jpg | Rotary cam switch 7GN series, ON-OFF switch 3 poles 25A, for front mounting with red/yellow handle padlockable in 0 and protection covers, front plate 65X65mm | http://datasheet.lovatoelectric.com/Rotary_cam_switches/ENG/7GN2510U25.pdf | Commutatore a camme serie 7GN, interruttore 3 poli da 25A in esecuzione per montaggio frontale con maniglia giallo/rossa lucchettabile in 0 e copriterminali, mostrina 65X65mm | http://datasheet.lovatoelectric.com/Rotary_cam_switches/ITA/7GN2510U25.pdf | Łącznik krzywkowy serii 7GN, rozłącznik, 3 pola, 25A, do montażu tablicowego, z żółto/czerwonym pokrętłem blokowanym w pozycji 0, osłonami zacisków i tabliczką 65x65mm | http://datasheet.lovatoelectric.com/Rotary_cam_switches/POL/7GN2510U25.pdf | Rotary cam switch 7GN series, ON-OFF switch 3 poles 25A, for front mounting with red/yellow handle padlockable in 0 and protection covers, front plate 65X65mm | http://datasheet.lovatoelectric.com/Rotary_cam_switches/RON/7GN2510U25.pdf
7GN2510U47 | 7GN2510U47.jpg | http://datasheet.lovatoelectric.com/Rotary_cam_switches/products_images/7GN2510U47.jpg | Rotary cam switch 7GN series, ON-OFF switch 3 poles 25A, for snap on front mounting with black handle for hole Ø22mm fixing, front plate 48X48mm | http://datasheet.lovatoelectric.com/Rotary_cam_switches/ENG/7GN2510U47.pdf | Commutatore a camme serie 7GN, interruttore 3 poli da 25A in esecuzione per montaggio frontale con maniglia nera e fissaggio a scatto per foro diametro 22mm, mostrina 48x48mm | http://datasheet.lovatoelectric.com/Rotary_cam_switches/ITA/7GN2510U47.pdf | Łącznik krzywkowy serii 7GN, rozłącznik, 3 pola, 25A, do montażu tablicowego w otworze 22mm z czarnym pokrętłem, montowanym na zatrzask do korpusu i tabliczką 48x48mm | http://datasheet.lovatoelectric.com/Rotary_cam_switches/POL/7GN2510U47.pdf | Rotary cam switch 7GN series, ON-OFF switch 3 poles 25A, for snap on front mounting with black handle for hole Ø22mm fixing, front plate 48X48mm | http://datasheet.lovatoelectric.com/Rotary_cam_switches/RON/7GN2510U47.pdf
7GN2510U65 | 7GN2510U65.jpg | http://datasheet.lovatoelectric.com/Rotary_cam_switches/products_images/7GN2510U65.jpg | Rotary cam switch 7GN series, ON-OFF switch 3 poles 25A, for front mounting with red/yellow handle padlockable in 0 and protection covers, front plate 65X65mm | http://datasheet.lovatoelectric.com/Rotary_cam_switches/ENG/7GN2510U65.pdf | Commutatore a camme serie 7GN, interruttore 3 poli da 25A in esecuzione per montaggio frontale con maniglia giallo/rossa lucchettabile in 0 e copriterminali, mostrina 65X65mm | http://datasheet.lovatoelectric.com/Rotary_cam_switches/ITA/7GN2510U65.pdf | Łącznik krzywkowy serii 7GN, rozłącznik, 3 pola, 25A, do montażu tablicowego, z żółto/czerwonym pokrętłem blokowanym w pozycji 0, osłonami zacisków i tabliczką 65x65mm | http://datasheet.lovatoelectric.com/Rotary_cam_switches/POL/7GN2510U65.pdf | Rotary cam switch 7GN series, ON-OFF switch 3 poles 25A, for front mounting with red/yellow handle padlockable in 0 and protection covers, front plate 65X65mm | http://datasheet.lovatoelectric.com/Rotary_cam_switches/RON/7GN2510U65.pdf
7GN25110O |  |  | Rotary cam switch 7GN series, multi-step 0-1-2-3-4-5, 1 pole 25A, for rear mounting with black handle, front plate 48X48mm | http://datasheet.lovatoelectric.com/Rotary_cam_switches/ENG/7GN25110O.pdf | Commutatore a camme serie 7GN, multivia 0-1-2-3-4-5 1 polo da 25A in esecuzione per montaggio a fondo quadro con maniglia nera, mostrina 48X48mm | http://datasheet.lovatoelectric.com/Rotary_cam_switches/ITA/7GN25110O.pdf | Łącznik krzywkowy serii 7GN, wielopozycyjny 0-1-2-3-4-5, 1 pole, 25A, do montażu wewnątrz szafy z czarnym pokrętłem i tabliczką 48x48mm | http://datasheet.lovatoelectric.com/Rotary_cam_switches/POL/7GN25110O.pdf | Rotary cam switch 7GN series, multi-step 0-1-2-3-4-5, 1 pole 25A, for rear mounting with black handle, front plate 48X48mm | http://datasheet.lovatoelectric.com/Rotary_cam_switches/RON/7GN25110O.pdf
7GN25110O48 |  |  | Rotary cam switch 7GN series, multi-step 0-1-2-3-4-5, 1 pole 25A, modular service cover for 35mm DIN reail mounting with black handle, front plate 45X54mm | http://datasheet.lovatoelectric.com/Rotary_cam_switches/ENG/7GN25110O48.pdf | Commutatore a camme serie 7GN, multivia 0-1-2-3-4-5 1 polo da 25A in esecuzione modulare per montaggio su guida DIN con maniglia nera, mostrina 45X54mm | http://datasheet.lovatoelectric.com/Rotary_cam_switches/ITA/7GN25110O48.pdf | Łącznik krzywkowy serii 7GN, wielopozycyjny 0-1-2-3-4-5, 1 pole, 25A, wykonanie modułowe do montażu na szynie DIN 35mm, z czarnym pokrętłem i tabliczką 45x54mm | http://datasheet.lovatoelectric.com/Rotary_cam_switches/POL/7GN25110O48.pdf | Rotary cam switch 7GN series, multi-step 0-1-2-3-4-5, 1 pole 25A, modular service cover for 35mm DIN reail mounting with black handle, front plate 45X54mm | http://datasheet.lovatoelectric.com/Rotary_cam_switches/RON/7GN25110O48.pdf
7GN25110P |  |  | Enclosed rotary cam switch 7GN series, multi-step 1-2-3-4-5, 1 pole 25A in plastic enclosure 75X75mm with black handle | http://datasheet.lovatoelectric.com/Rotary_cam_switches/ENG/7GN25110P.pdf | Commutatore a camme serie 7GN, multivia 1-2-3-4-5 1 polo da 25A in cassetta plastica 75X75mm con maniglia nera | http://datasheet.lovatoelectric.com/Rotary_cam_switches/ITA/7GN25110P.pdf | Łącznik krzywkowy serii 7GN, wielopozycyjny 1-2-3-4-5, 1 pole, 25A, w obudowie 75x75mm i czarnym pokrętłem | http://datasheet.lovatoelectric.com/Rotary_cam_switches/POL/7GN25110P.pdf | Enclosed rotary cam switch 7GN series, multi-step 1-2-3-4-5, 1 pole 25A in plastic enclosure 75X75mm with black handle | http://datasheet.lovatoelectric.com/Rotary_cam_switches/RON/7GN25110P.pdf
7GN25110U |  |  | Rotary cam switch 7GN series, multi-step 0-1-2-3-4-5, 1 pole 25A, for front mounting with black handle, front plate 48X48mm | http://datasheet.lovatoelectric.com/Rotary_cam_switches/ENG/7GN25110U.pdf | Commutatore a camme serie 7GN, multivia 0-1-2-3-4-5 1 polo da 25A in esecuzione per montaggio frontale con maniglia nera, mostrina 48X48mm | http://datasheet.lovatoelectric.com/Rotary_cam_switches/ITA/7GN25110U.pdf | Łącznik krzywkowy serii 7GN, wielopozycyjny 0-1-2-3-4-5, 1 pole, 25A, do montażu tablicowego, z czarnym pokrętłem i tabliczką 48x48mm | http://datasheet.lovatoelectric.com/Rotary_cam_switches/POL/7GN25110U.pdf | Rotary cam switch 7GN series, multi-step 0-1-2-3-4-5, 1 pole 25A, for front mounting with black handle, front plate 48X48mm | http://datasheet.lovatoelectric.com/Rotary_cam_switches/RON/7GN25110U.pdf
7GN25110U47 |  |  | Rotary cam switch 7GN series, multi-step 0-1-2-3-4-5, 1 pole 25A, for snap on front mounting with black handle for hole Ø22mm fixing, front plate 48X48mm | http://datasheet.lovatoelectric.com/Rotary_cam_switches/ENG/7GN25110U47.pdf | Commutatore a camme serie 7GN, multivia 0-1-2-3-4-5 1 polo da 25A in esecuzione per montaggio frontale con maniglia nera e fissaggio a scatto per foro diametro 22mm, mostrina 48X48mm | http://datasheet.lovatoelectric.com/Rotary_cam_switches/ITA/7GN25110U47.pdf | Łącznik krzywkowy serii 7GN, wielopozycyjny 0-1-2-3-4-5, 1 pole, 25A, do montażu tablicowego w otworze 22mm z czarnym pokrętłem, montowanym na zatrzask do korpusu i tabliczką 48x48mm | http://datasheet.lovatoelectric.com/Rotary_cam_switches/POL/7GN25110U47.pdf | Rotary cam switch 7GN series, multi-step 0-1-2-3-4-5, 1 pole 25A, for snap on front mounting with black handle for hole Ø22mm fixing, front plate 48X48mm | http://datasheet.lovatoelectric.com/Rotary_cam_switches/RON/7GN25110U47.pdf
7GN2511O |  |  | Rotary cam switch 7GN series, 3-phase motor reversing switch 25A, for rear mounting with black handle, front plate 48X48mm | http://datasheet.lovatoelectric.com/Rotary_cam_switches/ENG/7GN2511O.pdf | Commutatore a camme serie 7GN, invertitore di marcia trifase da 25A in esecuzione per montaggio a fondo quadro con maniglia nera, mostrina 48X48mm | http://datasheet.lovatoelectric.com/Rotary_cam_switches/ITA/7GN2511O.pdf | Łącznik krzywkowy serii 7GN, przełącznik zmiany kierunku obrotów silnika 3 fazowego, 25A, do montażu wewnątrz szafy z czarnym pokrętłem i tabliczką 48x48mm | http://datasheet.lovatoelectric.com/Rotary_cam_switches/POL/7GN2511O.pdf | Rotary cam switch 7GN series, 3-phase motor reversing switch 25A, for rear mounting with black handle, front plate 48X48mm | http://datasheet.lovatoelectric.com/Rotary_cam_switches/RON/7GN2511O.pdf
7GN2511O48 |  |  | Rotary cam switch 7GN series, 3-phase motor reversing switch 25A, modular service cover for 35mm DIN reail mounting with black handle, front plate 45X54mm | http://datasheet.lovatoelectric.com/Rotary_cam_switches/ENG/7GN2511O48.pdf | Commutatore a camme serie 7GN, invertitore di marcia trifase da 25A in esecuzione modulare per montaggio su guida DIN con maniglia nera, mostrina 45X54mm | http://datasheet.lovatoelectric.com/Rotary_cam_switches/ITA/7GN2511O48.pdf | Łącznik krzywkowy serii 7GN, przełącznik zmiany kierunku obrotów silnika 3 fazowego, 25A, wykonanie modułowe do montażu na szynie DIN 35mm, z czarnym pokrętłem i tabliczką 45x54mm | http://datasheet.lovatoelectric.com/Rotary_cam_switches/POL/7GN2511O48.pdf | Rotary cam switch 7GN series, 3-phase motor reversing switch 25A, modular service cover for 35mm DIN reail mounting with black handle, front plate 45X54mm | http://datasheet.lovatoelectric.com/Rotary_cam_switches/RON/7GN2511O48.pdf
7GN2511O98 |  |  |  | http://datasheet.lovatoelectric.com/Rotary_cam_switches/ENG/7GN2511O98.pdf |  | http://datasheet.lovatoelectric.com/Rotary_cam_switches/ITA/7GN2511O98.pdf |  | http://datasheet.lovatoelectric.com/Rotary_cam_switches/POL/7GN2511O98.pdf |  | http://datasheet.lovatoelectric.com/Rotary_cam_switches/RON/7GN2511O98.pdf
7GN2511P | 7GN2511P.JPG | http://datasheet.lovatoelectric.com/Rotary_cam_switches/products_images/7GN2511P.JPG | Enclosed rotary cam switch 7GN series, 3-phase motor reversing switch 25A in plastic enclosure 75X75mm with black handle | http://datasheet.lovatoelectric.com/Rotary_cam_switches/ENG/7GN2511P.pdf | Commutatore a camme serie 7GN, invertitore di marcia trifase da 25A in cassetta plastica 75X75mm con maniglia nera | http://datasheet.lovatoelectric.com/Rotary_cam_switches/ITA/7GN2511P.pdf | Łącznik krzywkowy serii 7GN, przełącznik zmiany kierunku obrotów silnika 3 fazowego, 25A, w obudowie 75x75mm i czarnym pokrętłem | http://datasheet.lovatoelectric.com/Rotary_cam_switches/POL/7GN2511P.pdf | Enclosed rotary cam switch 7GN series, 3-phase motor reversing switch 25A in plastic enclosure 75X75mm with black handle | http://datasheet.lovatoelectric.com/Rotary_cam_switches/RON/7GN2511P.pdf
7GN2511P25 |  |  | Enclosed rotary cam switch 7GN series, 3-phase motor reversing switch 25A in plastic enclosure 90X90mm with red/yellow handle | http://datasheet.lovatoelectric.com/Rotary_cam_switches/ENG/7GN2511P25.pdf | Commutatore a camme serie 7GN, invertitore di marcia trifase da 25A in cassetta plastica 90X90mm con maniglia giallo/rossa | http://datasheet.lovatoelectric.com/Rotary_cam_switches/ITA/7GN2511P25.pdf | Łącznik krzywkowy serii 7GN, przełącznik zmiany kierunku obrotów silnika 3 fazowego, 25A, w obudowie 90x90mm i żółto/czerwonym pokrętłem | http://datasheet.lovatoelectric.com/Rotary_cam_switches/POL/7GN2511P25.pdf | Enclosed rotary cam switch 7GN series, 3-phase motor reversing switch 25A in plastic enclosure 90X90mm with red/yellow handle | http://datasheet.lovatoelectric.com/Rotary_cam_switches/RON/7GN2511P25.pdf
7GN2511U | 7GN2511U.jpg | http://datasheet.lovatoelectric.com/Rotary_cam_switches/products_images/7GN2511U.jpg | Rotary cam switch 7GN series, 3-phase motor reversing switch 25A, for front mounting with black handle, front plate 48X48mm | http://datasheet.lovatoelectric.com/Rotary_cam_switches/ENG/7GN2511U.pdf | Commutatore a camme serie 7GN, invertitore di marcia trifase da 25A in esecuzione per montaggio frontale con maniglia nera, mostrina 48X48mm | http://datasheet.lovatoelectric.com/Rotary_cam_switches/ITA/7GN2511U.pdf | Łącznik krzywkowy serii 7GN, przełącznik zmiany kierunku obrotów silnika 3 fazowego, 25A, do montażu tablicowego, z czarnym pokrętłem i tabliczką 48x48mm | http://datasheet.lovatoelectric.com/Rotary_cam_switches/POL/7GN2511U.pdf | Rotary cam switch 7GN series, 3-phase motor reversing switch 25A, for front mounting with black handle, front plate 48X48mm | http://datasheet.lovatoelectric.com/Rotary_cam_switches/RON/7GN2511U.pdf
7GN2511U47 |  |  | Rotary cam switch 7GN series, 3-phase motor reversing switch 25A, modular service cover for 35mm DIN reail mounting with black handle, front plate 48X48mm | http://datasheet.lovatoelectric.com/Rotary_cam_switches/ENG/7GN2511U47.pdf | Commutatore a camme serie 7GN, invertitore di marcia trifase da 25A in esecuzione modulare per montaggio su guida DIN con maniglia nera, mostrina 48X48mm | http://datasheet.lovatoelectric.com/Rotary_cam_switches/ITA/7GN2511U47.pdf | Łącznik krzywkowy serii 7GN, przełącznik zmiany kierunku obrotów silnika 3 fazowego, 25A, wykonanie do montażu tablicowego, z czarnym pokrętłem, montowanym na zatrzask i tabliczką 48x48mm | http://datasheet.lovatoelectric.com/Rotary_cam_switches/POL/7GN2511U47.pdf | Rotary cam switch 7GN series, 3-phase motor reversing switch 25A, modular service cover for 35mm DIN reail mounting with black handle, front plate 48X48mm | http://datasheet.lovatoelectric.com/Rotary_cam_switches/RON/7GN2511U47.pdf
7GN2511U65 |  |  | Rotary cam switch 7GN series, 3-phase motor reversing switch 25A, for front mounting with red/yellow handle padlockable in 0 and protection covers, front plate 65X65mm | http://datasheet.lovatoelectric.com/Rotary_cam_switches/ENG/7GN2511U65.pdf | Commutatore a camme serie 7GN, invertitore di marcia trifase da 25A in esecuzione per montaggio frontale con maniglia giallo/rossa lucchettabile in 0 e copriterminali, mostrina 65X65mm | http://datasheet.lovatoelectric.com/Rotary_cam_switches/ITA/7GN2511U65.pdf | Łącznik krzywkowy serii 7GN, przełącznik zmiany kierunku obrotów silnika 3 fazowego, 25A, do montażu tablicowego, z żółto/czerwonym pokrętłem blokowanym w pozycji 0, osłonami zacisków i tabliczką 65x65mm | http://datasheet.lovatoelectric.com/Rotary_cam_switches/POL/7GN2511U65.pdf | Rotary cam switch 7GN series, 3-phase motor reversing switch 25A, for front mounting with red/yellow handle padlockable in 0 and protection covers, front plate 65X65mm | http://datasheet.lovatoelectric.com/Rotary_cam_switches/RON/7GN2511U65.pdf
7GN25123O |  |  | Rotary cam switch 7GN series, multi-step 0-1-2, 2 poles 25A, for rear mounting with black handle, front plate 48X48mm | http://datasheet.lovatoelectric.com/Rotary_cam_switches/ENG/7GN25123O.pdf | Commutatore a camme serie 7GN, multivia 0-1-2 2 poli da 25A in esecuzione per montaggio a fondo quadro con maniglia nera, mostrina 48X48mm | http://datasheet.lovatoelectric.com/Rotary_cam_switches/ITA/7GN25123O.pdf | Łącznik krzywkowy serii 7GN, wielopozycyjny 0-1-2, 2 pola, 25A, do montażu wewnątrz szafy z czarnym pokrętłem i tabliczką 48x48mm | http://datasheet.lovatoelectric.com/Rotary_cam_switches/POL/7GN25123O.pdf | Rotary cam switch 7GN series, multi-step 0-1-2, 2 poles 25A, for rear mounting with black handle, front plate 48X48mm | http://datasheet.lovatoelectric.com/Rotary_cam_switches/RON/7GN25123O.pdf
7GN25123O48 |  |  | Rotary cam switch 7GN series, multi-step 0-1-2, 2 poles 25A, modular service cover for 35mm DIN reail mounting with black handle, front plate 45X54mm | http://datasheet.lovatoelectric.com/Rotary_cam_switches/ENG/7GN25123O48.pdf | Commutatore a camme serie 7GN, multivia 0-1-2 2 poli da 25A in esecuzione modulare per montaggio su guida DIN con maniglia nera, mostrina 45X54mm | http://datasheet.lovatoelectric.com/Rotary_cam_switches/ITA/7GN25123O48.pdf | Łącznik krzywkowy serii 7GN, wielopozycyjny 0-1-2, 2 pola, 25A, wykonanie modułowe do montażu na szynie DIN 35mm, z czarnym pokrętłem i tabliczką 45x54mm | http://datasheet.lovatoelectric.com/Rotary_cam_switches/POL/7GN25123O48.pdf | Rotary cam switch 7GN series, multi-step 0-1-2, 2 poles 25A, modular service cover for 35mm DIN reail mounting with black handle, front plate 45X54mm | http://datasheet.lovatoelectric.com/Rotary_cam_switches/RON/7GN25123O48.pdf
7GN25123P |  |  |  | http://datasheet.lovatoelectric.com/Rotary_cam_switches/ENG/7GN25123P.pdf |  | http://datasheet.lovatoelectric.com/Rotary_cam_switches/ITA/7GN25123P.pdf |  | http://datasheet.lovatoelectric.com/Rotary_cam_switches/POL/7GN25123P.pdf |  | http://datasheet.lovatoelectric.com/Rotary_cam_switches/RON/7GN25123P.pdf
7GN25123U |  |  | Rotary cam switch 7GN series, multi-step 0-1-2, 2 poles 25A, for front mounting with black handle, front plate 48X48mm | http://datasheet.lovatoelectric.com/Rotary_cam_switches/ENG/7GN25123U.pdf | Commutatore a camme serie 7GN, multivia 0-1-2 2 poli da 25A in esecuzione per montaggio frontale con maniglia nera, mostrina 48X48mm | http://datasheet.lovatoelectric.com/Rotary_cam_switches/ITA/7GN25123U.pdf | Łącznik krzywkowy serii 7GN, wielopozycyjny 0-1-2, 2 pola, 25A, do montażu tablicowego, z czarnym pokrętłem i tabliczką 48x48mm | http://datasheet.lovatoelectric.com/Rotary_cam_switches/POL/7GN25123U.pdf | Rotary cam switch 7GN series, multi-step 0-1-2, 2 poles 25A, for front mounting with black handle, front plate 48X48mm | http://datasheet.lovatoelectric.com/Rotary_cam_switches/RON/7GN25123U.pdf
7GN25123U47 |  |  | Rotary cam switch 7GN series, multi-step 0-1-2, 2 poles 25A, for snap on front mounting with black handle for hole Ø22mm fixing, front plate 48X48mm | http://datasheet.lovatoelectric.com/Rotary_cam_switches/ENG/7GN25123U47.pdf | Commutatore a camme serie 7GN, multivia 0-1-2 2 poli da 25A in esecuzione per montaggio frontale con maniglia nera e fissaggio a scatto per foro diametro 22mm, mostrina 48X48mm | http://datasheet.lovatoelectric.com/Rotary_cam_switches/ITA/7GN25123U47.pdf | Łącznik krzywkowy serii 7GN, wielopozycyjny 0-1-2, 2 pola, 25A, do montażu tablicowego w otworze 22mm z czarnym pokrętłem, montowanym na zatrzask do korpusu i tabliczką 48x48mm | http://datasheet.lovatoelectric.com/Rotary_cam_switches/POL/7GN25123U47.pdf | Rotary cam switch 7GN series, multi-step 0-1-2, 2 poles 25A, for snap on front mounting with black handle for hole Ø22mm fixing, front plate 48X48mm | http://datasheet.lovatoelectric.com/Rotary_cam_switches/RON/7GN25123U47.pdf
7GN25124O |  |  | Rotary cam switch 7GN series, multi-step 0-1-2-3, 2 poles 25A, for rear mounting with black handle, front plate 48X48mm | http://datasheet.lovatoelectric.com/Rotary_cam_switches/ENG/7GN25124O.pdf | Commutatore a camme serie 7GN, multivia 0-1-2-3 2 poli da 25A in esecuzione per montaggio a fondo quadro con maniglia nera, mostrina 48X48mm | http://datasheet.lovatoelectric.com/Rotary_cam_switches/ITA/7GN25124O.pdf | Łącznik krzywkowy serii 7GN, wielopozycyjny 0-1-2-3, 2 pola, 25A, do montażu wewnątrz szafy z czarnym pokrętłem i tabliczką 48x48mm | http://datasheet.lovatoelectric.com/Rotary_cam_switches/POL/7GN25124O.pdf | Rotary cam switch 7GN series, multi-step 0-1-2-3, 2 poles 25A, for rear mounting with black handle, front plate 48X48mm | http://datasheet.lovatoelectric.com/Rotary_cam_switches/RON/7GN25124O.pdf
7GN25124O48 |  |  | Rotary cam switch 7GN series, multi-step 0-1-2-3, 2 poles 25A, modular service cover for 35mm DIN reail mounting with black handle, front plate 45X54mm | http://datasheet.lovatoelectric.com/Rotary_cam_switches/ENG/7GN25124O48.pdf | Commutatore a camme serie 7GN, multivia 0-1-2-3 2 poli da 25A in esecuzione modulare per montaggio su guida DIN con maniglia nera, mostrina 45X54mm | http://datasheet.lovatoelectric.com/Rotary_cam_switches/ITA/7GN25124O48.pdf | Łącznik krzywkowy serii 7GN, wielopozycyjny 0-1-2-3, 2 pola, 25A, wykonanie modułowe do montażu na szynie DIN 35mm, z czarnym pokrętłem i tabliczką 45x54mm | http://datasheet.lovatoelectric.com/Rotary_cam_switches/POL/7GN25124O48.pdf | Rotary cam switch 7GN series, multi-step 0-1-2-3, 2 poles 25A, modular service cover for 35mm DIN reail mounting with black handle, front plate 45X54mm | http://datasheet.lovatoelectric.com/Rotary_cam_switches/RON/7GN25124O48.pdf
7GN25124P |  |  | Enclosed rotary cam switch 7GN series, multi-step 0-1-2-3, 2 poles 25A in plastic enclosure 75X75mm with black handle | http://datasheet.lovatoelectric.com/Rotary_cam_switches/ENG/7GN25124P.pdf | Commutatore a camme serie 7GN, multivia 0-1-2-3 2 poli da 25A in cassetta plastica 75X75mm con maniglia nera | http://datasheet.lovatoelectric.com/Rotary_cam_switches/ITA/7GN25124P.pdf | Łącznik krzywkowy serii 7GN, wielopozycyjny 0-1-2-3, 2 pola, 25A, w obudowie 75x75mm i czarnym pokrętłem | http://datasheet.lovatoelectric.com/Rotary_cam_switches/POL/7GN25124P.pdf | Enclosed rotary cam switch 7GN series, multi-step 0-1-2-3, 2 poles 25A in plastic enclosure 75X75mm with black handle | http://datasheet.lovatoelectric.com/Rotary_cam_switches/RON/7GN25124P.pdf
7GN25124U |  |  | Rotary cam switch 7GN series, multi-step 0-1-2-3, 2 poles 25A, for front mounting with black handle, front plate 48X48mm | http://datasheet.lovatoelectric.com/Rotary_cam_switches/ENG/7GN25124U.pdf | Commutatore a camme serie 7GN, multivia 0-1-2-3 2 poli da 25A in esecuzione per montaggio frontale con maniglia nera, mostrina 48X48mm | http://datasheet.lovatoelectric.com/Rotary_cam_switches/ITA/7GN25124U.pdf | Łącznik krzywkowy serii 7GN, wielopozycyjny 0-1-2-3, 2 pola, 25A, do montażu tablicowego, z czarnym pokrętłem i tabliczką 48x48mm | http://datasheet.lovatoelectric.com/Rotary_cam_switches/POL/7GN25124U.pdf | Rotary cam switch 7GN series, multi-step 0-1-2-3, 2 poles 25A, for front mounting with black handle, front plate 48X48mm | http://datasheet.lovatoelectric.com/Rotary_cam_switches/RON/7GN25124U.pdf
7GN25124U47 |  |  | Rotary cam switch 7GN series, multi-step 0-1-2-3, 2 poles 25A, for snap on front mounting with black handle for hole Ø22mm fixing, front plate 48X48mm | http://datasheet.lovatoelectric.com/Rotary_cam_switches/ENG/7GN25124U47.pdf | Commutatore a camme serie 7GN, multivia 0-1-2-3 2 poli da 25A in esecuzione per montaggio frontale con maniglia nera e fissaggio a scatto per foro diametro 22mm, mostrina 48X48mm | http://datasheet.lovatoelectric.com/Rotary_cam_switches/ITA/7GN25124U47.pdf | Łącznik krzywkowy serii 7GN, wielopozycyjny 0-1-2-3, 2 pola, 25A, do montażu tablicowego w otworze 22mm z czarnym pokrętłem, montowanym na zatrzask do korpusu i tabliczką 48x48mm | http://datasheet.lovatoelectric.com/Rotary_cam_switches/POL/7GN25124U47.pdf | Rotary cam switch 7GN series, multi-step 0-1-2-3, 2 poles 25A, for snap on front mounting with black handle for hole Ø22mm fixing, front plate 48X48mm | http://datasheet.lovatoelectric.com/Rotary_cam_switches/RON/7GN25124U47.pdf
7GN2512O |  |  | Rotary cam switch 7GN series, star-delta motor starter switch 25A, for rear mounting with black handle, front plate 48X48mm | http://datasheet.lovatoelectric.com/Rotary_cam_switches/ENG/7GN2512O.pdf | Commutatore a camme serie 7GN, avviatore stella-triangolo da 25A in esecuzione per montaggio a fondo quadro con maniglia nera, mostrina 48X48mm | http://datasheet.lovatoelectric.com/Rotary_cam_switches/ITA/7GN2512O.pdf | Łącznik krzywkowy serii 7GN, przełącznik gwiazda-trójkąt, 25A, do montażu wewnątrz szafy z czarnym pokrętłem i tabliczką 48x48mm | http://datasheet.lovatoelectric.com/Rotary_cam_switches/POL/7GN2512O.pdf | Rotary cam switch 7GN series, star-delta motor starter switch 25A, for rear mounting with black handle, front plate 48X48mm | http://datasheet.lovatoelectric.com/Rotary_cam_switches/RON/7GN2512O.pdf
7GN2512O48 |  |  | Rotary cam switch 7GN series, star-delta motor starter switch 25A, modular service cover for 35mm DIN reail mounting with black handle, front plate 45X54mm | http://datasheet.lovatoelectric.com/Rotary_cam_switches/ENG/7GN2512O48.pdf | Commutatore a camme serie 7GN, avviatore stella-triangolo da 25A in esecuzione modulare per montaggio su guida DIN con maniglia nera, mostrina 45X54mm | http://datasheet.lovatoelectric.com/Rotary_cam_switches/ITA/7GN2512O48.pdf | Łącznik krzywkowy serii 7GN, przełącznik gwiazda-trójkąt, 25A, wykonanie modułowe do montażu na szynie DIN 35mm, z czarnym pokrętłem i tabliczką 45x54mm | http://datasheet.lovatoelectric.com/Rotary_cam_switches/POL/7GN2512O48.pdf | Rotary cam switch 7GN series, star-delta motor starter switch 25A, modular service cover for 35mm DIN reail mounting with black handle, front plate 45X54mm | http://datasheet.lovatoelectric.com/Rotary_cam_switches/RON/7GN2512O48.pdf
7GN2512O98 |  |  |  | http://datasheet.lovatoelectric.com/Rotary_cam_switches/ENG/7GN2512O98.pdf |  | http://datasheet.lovatoelectric.com/Rotary_cam_switches/ITA/7GN2512O98.pdf |  | http://datasheet.lovatoelectric.com/Rotary_cam_switches/POL/7GN2512O98.pdf |  | http://datasheet.lovatoelectric.com/Rotary_cam_switches/RON/7GN2512O98.pdf
7GN2512P |  |  | Enclosed rotary cam switch 7GN series, star-delta motor starter switch 25A in plastic enclosure 75X75mm with black handle | http://datasheet.lovatoelectric.com/Rotary_cam_switches/ENG/7GN2512P.pdf | Commutatore a camme serie 7GN, avviatore stella-triangolo da 25A in cassetta plastica 75X75mm con maniglia nera | http://datasheet.lovatoelectric.com/Rotary_cam_switches/ITA/7GN2512P.pdf | Łącznik krzywkowy serii 7GN, przełącznik gwiazda-trójkąt, 25A, w obudowie 75x75mm i czarnym pokrętłem | http://datasheet.lovatoelectric.com/Rotary_cam_switches/POL/7GN2512P.pdf | Enclosed rotary cam switch 7GN series, star-delta motor starter switch 25A in plastic enclosure 75X75mm with black handle | http://datasheet.lovatoelectric.com/Rotary_cam_switches/RON/7GN2512P.pdf
7GN2512P25 |  |  | Enclosed rotary cam switch 7GN series, star-delta motor starter, 25A in plastic enclosure 90X90mm with red/yellow handle | http://datasheet.lovatoelectric.com/Rotary_cam_switches/ENG/7GN2512P25.pdf | Commutatore a camme serie 7GN, avviatore stella-triangolo da 25A in cassetta plastica 90X90mm con maniglia giallo/rossa | http://datasheet.lovatoelectric.com/Rotary_cam_switches/ITA/7GN2512P25.pdf | Łącznik krzywkowy serii 7GN, przełącznik gwiazda-trójkąt, 25A, w obudowie 90x90mm i żółto/czerwonym pokrętłem | http://datasheet.lovatoelectric.com/Rotary_cam_switches/POL/7GN2512P25.pdf | Enclosed rotary cam switch 7GN series, star-delta motor starter, 25A in plastic enclosure 90X90mm with red/yellow handle | http://datasheet.lovatoelectric.com/Rotary_cam_switches/RON/7GN2512P25.pdf
7GN2512U | 7GN2512U.jpg | http://datasheet.lovatoelectric.com/Rotary_cam_switches/products_images/7GN2512U.jpg | Rotary cam switch 7GN series, star-delta motor starter switch 25A, for front mounting with black handle, front plate 48X48mm | http://datasheet.lovatoelectric.com/Rotary_cam_switches/ENG/7GN2512U.pdf | Commutatore a camme serie 7GN, avviatore stella-triangolo da 25A in esecuzione per montaggio frontale con maniglia nera, mostrina 48X48mm | http://datasheet.lovatoelectric.com/Rotary_cam_switches/ITA/7GN2512U.pdf | Łącznik krzywkowy serii 7GN, przełącznik gwiazda-trójkąt, 25A, do montażu tablicowego, z czarnym pokrętłem i tabliczką 48x48mm | http://datasheet.lovatoelectric.com/Rotary_cam_switches/POL/7GN2512U.pdf | Rotary cam switch 7GN series, star-delta motor starter switch 25A, for front mounting with black handle, front plate 48X48mm | http://datasheet.lovatoelectric.com/Rotary_cam_switches/RON/7GN2512U.pdf
7GN2512U47 |  |  | Rotary cam switch 7GN series, star-delta motor starter switch 25A, modular service cover for 35mm DIN reail mounting with black handle, front plate 48X48mm | http://datasheet.lovatoelectric.com/Rotary_cam_switches/ENG/7GN2512U47.pdf | Commutatore a camme serie 7GN, avviatore stella-triangolo da 25A in esecuzione modulare per montaggio su guida DIN con maniglia nera, mostrina 48X48mm | http://datasheet.lovatoelectric.com/Rotary_cam_switches/ITA/7GN2512U47.pdf | Łącznik krzywkowy serii 7GN, przełącznik gwiazda-trójkąt, 25A, wykonanie do montażu tablicowego, z czarnym pokrętłem, montowanym na zatrzask i tabliczką 48x48mm | http://datasheet.lovatoelectric.com/Rotary_cam_switches/POL/7GN2512U47.pdf | Rotary cam switch 7GN series, star-delta motor starter switch 25A, modular service cover for 35mm DIN reail mounting with black handle, front plate 48X48mm | http://datasheet.lovatoelectric.com/Rotary_cam_switches/RON/7GN2512U47.pdf
7GN2512U65 |  |  | Rotary cam switch 7GN series, star-delta motor starter switch 25A, for front mounting with red/yellow handle padlockable in 0 and protection covers, front plate 65X65mm | http://datasheet.lovatoelectric.com/Rotary_cam_switches/ENG/7GN2512U65.pdf | Commutatore a camme serie 7GN, avviatore stella-triangolo da 25A in esecuzione per montaggio frontale con maniglia giallo/rossa lucchettabile in 0 e copriterminali, mostrina 65X65mm | http://datasheet.lovatoelectric.com/Rotary_cam_switches/ITA/7GN2512U65.pdf | Łącznik krzywkowy serii 7GN, przełącznik gwiazda-trójkąt, 25A, do montażu tablicowego, z żółto/czerwonym pokrętłem blokowanym w pozycji 0, osłonami zacisków i tabliczką 65x65mm | http://datasheet.lovatoelectric.com/Rotary_cam_switches/POL/7GN2512U65.pdf | Rotary cam switch 7GN series, star-delta motor starter switch 25A, for front mounting with red/yellow handle padlockable in 0 and protection covers, front plate 65X65mm | http://datasheet.lovatoelectric.com/Rotary_cam_switches/RON/7GN2512U65.pdf
7GN25135O |  |  | Rotary cam switch 7GN series, multi-step 0-1-2, 3 poles 25A, for rear mounting with black handle, front plate 48X48mm | http://datasheet.lovatoelectric.com/Rotary_cam_switches/ENG/7GN25135O.pdf | Commutatore a camme serie 7GN, multivia 0-1-2 3 poli da 25A in esecuzione per montaggio a fondo quadro con maniglia nera, mostrina 48X48mm | http://datasheet.lovatoelectric.com/Rotary_cam_switches/ITA/7GN25135O.pdf | Łącznik krzywkowy serii 7GN, wielopozycyjny 0-1-2, 3 pola, 25A, do montażu wewnątrz szafy z czarnym pokrętłem i tabliczką 48x48mm | http://datasheet.lovatoelectric.com/Rotary_cam_switches/POL/7GN25135O.pdf | Rotary cam switch 7GN series, multi-step 0-1-2, 3 poles 25A, for rear mounting with black handle, front plate 48X48mm | http://datasheet.lovatoelectric.com/Rotary_cam_switches/RON/7GN25135O.pdf
7GN25135O48 |  |  | Rotary cam switch 7GN series, multi-step 0-1-2, 3 poles 25A, modular service cover for 35mm DIN reail mounting with black handle, front plate 45X54mm | http://datasheet.lovatoelectric.com/Rotary_cam_switches/ENG/7GN25135O48.pdf | Commutatore a camme serie 7GN, multivia 0-1-2 3 poli da 25A in esecuzione modulare per montaggio su guida DIN con maniglia nera, mostrina 45X54mm | http://datasheet.lovatoelectric.com/Rotary_cam_switches/ITA/7GN25135O48.pdf | Łącznik krzywkowy serii 7GN, wielopozycyjny 0-1-2, 3 pola, 25A, wykonanie modułowe do montażu na szynie DIN 35mm, z czarnym pokrętłem i tabliczką 45x54mm | http://datasheet.lovatoelectric.com/Rotary_cam_switches/POL/7GN25135O48.pdf | Rotary cam switch 7GN series, multi-step 0-1-2, 3 poles 25A, modular service cover for 35mm DIN reail mounting with black handle, front plate 45X54mm | http://datasheet.lovatoelectric.com/Rotary_cam_switches/RON/7GN25135O48.pdf
7GN25135P |  |  | Enclosed rotary cam switch 7GN series, multi-step 0-1-2, 3 poles 25A in plastic enclosure 75X75mm with black handle | http://datasheet.lovatoelectric.com/Rotary_cam_switches/ENG/7GN25135P.pdf | Commutatore a camme serie 7GN, multivia 0-1-2 3 poli da 25A in cassetta plastica 75X75mm con maniglia nera | http://datasheet.lovatoelectric.com/Rotary_cam_switches/ITA/7GN25135P.pdf | Łącznik krzywkowy serii 7GN, wielopozycyjny 0-1-2, 3 pola, 25A, w obudowie 75x75mm i czarnym pokrętłem | http://datasheet.lovatoelectric.com/Rotary_cam_switches/POL/7GN25135P.pdf | Enclosed rotary cam switch 7GN series, multi-step 0-1-2, 3 poles 25A in plastic enclosure 75X75mm with black handle | http://datasheet.lovatoelectric.com/Rotary_cam_switches/RON/7GN25135P.pdf
7GN25135U |  |  | Rotary cam switch 7GN series, multi-step 0-1-2, 3 poles 25A, for front mounting with black handle, front plate 48X48mm | http://datasheet.lovatoelectric.com/Rotary_cam_switches/ENG/7GN25135U.pdf | Commutatore a camme serie 7GN, multivia 0-1-2 3 poli da 25A in esecuzione per montaggio frontale con maniglia nera, mostrina 48X48mm | http://datasheet.lovatoelectric.com/Rotary_cam_switches/ITA/7GN25135U.pdf | Łącznik krzywkowy serii 7GN, wielopozycyjny 0-1-2, 3 pola, 25A, do montażu tablicowego, z czarnym pokrętłem i tabliczką 48x48mm | http://datasheet.lovatoelectric.com/Rotary_cam_switches/POL/7GN25135U.pdf | Rotary cam switch 7GN series, multi-step 0-1-2, 3 poles 25A, for front mounting with black handle, front plate 48X48mm | http://datasheet.lovatoelectric.com/Rotary_cam_switches/RON/7GN25135U.pdf
7GN25135U47 |  |  | Rotary cam switch 7GN series, multi-step 0-1-2, 3 poles 25A, for snap on front mounting with black handle for hole Ø22mm fixing, front plate 48X48mm | http://datasheet.lovatoelectric.com/Rotary_cam_switches/ENG/7GN25135U47.pdf | Commutatore a camme serie 7GN, multivia 0-1-2 3 poli da 25A in esecuzione per montaggio frontale con maniglia nera e fissaggio a scatto per foro diametro 22mm, mostrina 48X48mm | http://datasheet.lovatoelectric.com/Rotary_cam_switches/ITA/7GN25135U47.pdf | Łącznik krzywkowy serii 7GN, wielopozycyjny 0-1-2, 3 pola, 25A, do montażu tablicowego w otworze 22mm z czarnym pokrętłem, montowanym na zatrzask do korpusu i tabliczką 48x48mm | http://datasheet.lovatoelectric.com/Rotary_cam_switches/POL/7GN25135U47.pdf | Rotary cam switch 7GN series, multi-step 0-1-2, 3 poles 25A, for snap on front mounting with black handle for hole Ø22mm fixing, front plate 48X48mm | http://datasheet.lovatoelectric.com/Rotary_cam_switches/RON/7GN25135U47.pdf
7GN25136O |  |  | Rotary cam switch 7GN series, multi-step 0-1-2-3, 3 poles 25A, for rear mounting with black handle, front plate 48X48mm | http://datasheet.lovatoelectric.com/Rotary_cam_switches/ENG/7GN25136O.pdf | Commutatore a camme serie 7GN, multivia 0-1-2-3 3 poli da 25A in esecuzione per montaggio a fondo quadro con maniglia nera, mostrina 48X48mm | http://datasheet.lovatoelectric.com/Rotary_cam_switches/ITA/7GN25136O.pdf | Łącznik krzywkowy serii 7GN, wielopozycyjny 0-1-2-3, 3 pola, 25A, do montażu wewnątrz szafy z czarnym pokrętłem i tabliczką 48x48mm | http://datasheet.lovatoelectric.com/Rotary_cam_switches/POL/7GN25136O.pdf | Rotary cam switch 7GN series, multi-step 0-1-2-3, 3 poles 25A, for rear mounting with black handle, front plate 48X48mm | http://datasheet.lovatoelectric.com/Rotary_cam_switches/RON/7GN25136O.pdf
7GN25136O48 |  |  | Rotary cam switch 7GN series, multi-step 0-1-2-3, 3 poles 25A, modular service cover for 35mm DIN reail mounting with black handle, front plate 45X54mm | http://datasheet.lovatoelectric.com/Rotary_cam_switches/ENG/7GN25136O48.pdf | Commutatore a camme serie 7GN, multivia 0-1-2-3 3 poli da 25A in esecuzione modulare per montaggio su guida DIN con maniglia nera, mostrina 45X54mm | http://datasheet.lovatoelectric.com/Rotary_cam_switches/ITA/7GN25136O48.pdf | Łącznik krzywkowy serii 7GN, wielopozycyjny 0-1-2-3, 3 pola, 25A, wykonanie modułowe do montażu na szynie DIN 35mm, z czarnym pokrętłem i tabliczką 45x54mm | http://datasheet.lovatoelectric.com/Rotary_cam_switches/POL/7GN25136O48.pdf | Rotary cam switch 7GN series, multi-step 0-1-2-3, 3 poles 25A, modular service cover for 35mm DIN reail mounting with black handle, front plate 45X54mm | http://datasheet.lovatoelectric.com/Rotary_cam_switches/RON/7GN25136O48.pdf
7GN25136P |  |  | Enclosed rotary cam switch 7GN series, multi-step 0-1-2-3, 3 poles 25A in plastic enclosure 125X176mm with black handle | http://datasheet.lovatoelectric.com/Rotary_cam_switches/ENG/7GN25136P.pdf | Commutatore a camme serie 7GN, multivia 0-1-2-3 3 poli da 25A in cassetta plastica 125X176mm con maniglia nera | http://datasheet.lovatoelectric.com/Rotary_cam_switches/ITA/7GN25136P.pdf | Łącznik krzywkowy serii 7GN, wielopozycyjny 0-1-2-3, 3 pola, 25A, w obudowie 125x175mm i czarnym pokrętłem | http://datasheet.lovatoelectric.com/Rotary_cam_switches/POL/7GN25136P.pdf | Enclosed rotary cam switch 7GN series, multi-step 0-1-2-3, 3 poles 25A in plastic enclosure 125X176mm with black handle | http://datasheet.lovatoelectric.com/Rotary_cam_switches/RON/7GN25136P.pdf
7GN25136U |  |  | Rotary cam switch 7GN series, multi-step 0-1-2-3, 3 poles 25A, for front mounting with black handle, front plate 48X48mm | http://datasheet.lovatoelectric.com/Rotary_cam_switches/ENG/7GN25136U.pdf | Commutatore a camme serie 7GN, multivia 0-1-2-3 3 poli da 25A in esecuzione per montaggio frontale con maniglia nera, mostrina 48X48mm | http://datasheet.lovatoelectric.com/Rotary_cam_switches/ITA/7GN25136U.pdf | Łącznik krzywkowy serii 7GN, wielopozycyjny 0-1-2-3, 3 pola, 25A, do montażu tablicowego, z czarnym pokrętłem i tabliczką 48x48mm | http://datasheet.lovatoelectric.com/Rotary_cam_switches/POL/7GN25136U.pdf | Rotary cam switch 7GN series, multi-step 0-1-2-3, 3 poles 25A, for front mounting with black handle, front plate 48X48mm | http://datasheet.lovatoelectric.com/Rotary_cam_switches/RON/7GN25136U.pdf
7GN25136U47 |  |  | Rotary cam switch 7GN series, multi-step 0-1-2-3, 3 poles 25A, for snap on front mounting with black handle for hole Ø22mm fixing, front plate 48X48mm | http://datasheet.lovatoelectric.com/Rotary_cam_switches/ENG/7GN25136U47.pdf | Commutatore a camme serie 7GN, multivia 0-1-2-3 3 poli da 25A in esecuzione per montaggio frontale con maniglia nera e fissaggio a scatto per foro diametro 22mm, mostrina 48X48mm | http://datasheet.lovatoelectric.com/Rotary_cam_switches/ITA/7GN25136U47.pdf | Łącznik krzywkowy serii 7GN, wielopozycyjny 0-1-2-3, 3 pola, 25A, do montażu tablicowego w otworze 22mm z czarnym pokrętłem, montowanym na zatrzask do korpusu i tabliczką 48x48mm | http://datasheet.lovatoelectric.com/Rotary_cam_switches/POL/7GN25136U47.pdf | Rotary cam switch 7GN series, multi-step 0-1-2-3, 3 poles 25A, for snap on front mounting with black handle for hole Ø22mm fixing, front plate 48X48mm | http://datasheet.lovatoelectric.com/Rotary_cam_switches/RON/7GN25136U47.pdf
7GN2513O |  |  | Rotary cam switch 7GN series, Dahlander motor control switch 1-0-2, 25A, for rear mounting with black handle, front plate 48X48mm | http://datasheet.lovatoelectric.com/Rotary_cam_switches/ENG/7GN2513O.pdf | Commutatore a camme serie 7GN, avviatore per motori Dahlander 1-0-2 da 25A in esecuzione per montaggio a fondo quadro con maniglia nera, mostrina 48X48mm | http://datasheet.lovatoelectric.com/Rotary_cam_switches/ITA/7GN2513O.pdf | Łącznik krzywkowy serii 7GN, przełącznik silnika dwubiegunowego 1-0-2, układ Dahlandera, 25A, do montażu wewnątrz szafy z czarnym pokrętłem i tabliczką 48x48mm | http://datasheet.lovatoelectric.com/Rotary_cam_switches/POL/7GN2513O.pdf | Rotary cam switch 7GN series, Dahlander motor control switch 1-0-2, 25A, for rear mounting with black handle, front plate 48X48mm | http://datasheet.lovatoelectric.com/Rotary_cam_switches/RON/7GN2513O.pdf
7GN2513O48 |  |  | Rotary cam switch 7GN series, Dahlander motor control switch 1-0-2, 25A, modular service cover for 35mm DIN reail mounting with black handle, front plate 45X54mm | http://datasheet.lovatoelectric.com/Rotary_cam_switches/ENG/7GN2513O48.pdf | Commutatore a camme serie 7GN, avviatore per motori Dahlander 1-0-2 da 25A in esecuzione modulare per montaggio su guida DIN con maniglia nera, mostrina 45X54mm | http://datasheet.lovatoelectric.com/Rotary_cam_switches/ITA/7GN2513O48.pdf | Łącznik krzywkowy serii 7GN, przełącznik silnika dwubiegunowego 1-0-2, układ Dahlandera, 25A, wykonanie modułowe do montażu na szynie DIN 35mm, z czarnym pokrętłem i tabliczką 45x54mm | http://datasheet.lovatoelectric.com/Rotary_cam_switches/POL/7GN2513O48.pdf | Rotary cam switch 7GN series, Dahlander motor control switch 1-0-2, 25A, modular service cover for 35mm DIN reail mounting with black handle, front plate 45X54mm | http://datasheet.lovatoelectric.com/Rotary_cam_switches/RON/7GN2513O48.pdf
7GN2513O98 |  |  |  | http://datasheet.lovatoelectric.com/Rotary_cam_switches/ENG/7GN2513O98.pdf |  | http://datasheet.lovatoelectric.com/Rotary_cam_switches/ITA/7GN2513O98.pdf |  | http://datasheet.lovatoelectric.com/Rotary_cam_switches/POL/7GN2513O98.pdf |  | http://datasheet.lovatoelectric.com/Rotary_cam_switches/RON/7GN2513O98.pdf
7GN2513P |  |  | Enclosed rotary cam switch 7GN series, Dahlander motor control switch 1-0-2, 25A in plastic enclosure 75X75mm with black handle | http://datasheet.lovatoelectric.com/Rotary_cam_switches/ENG/7GN2513P.pdf | Commutatore a camme serie 7GN, avviatore per motori Dahlander 1-0-2 da 25A in cassetta plastica 75X75mm con maniglia nera | http://datasheet.lovatoelectric.com/Rotary_cam_switches/ITA/7GN2513P.pdf | Łącznik krzywkowy serii 7GN, przełącznik silnika dwubiegunowego 1-0-2, układ Dahlandera, 25A, w obudowie 75x75mm i czarnym pokrętłem | http://datasheet.lovatoelectric.com/Rotary_cam_switches/POL/7GN2513P.pdf | Enclosed rotary cam switch 7GN series, Dahlander motor control switch 1-0-2, 25A in plastic enclosure 75X75mm with black handle | http://datasheet.lovatoelectric.com/Rotary_cam_switches/RON/7GN2513P.pdf
7GN2513P25 |  |  | Enclosed rotary cam switch 7GN series, Dahlander motor control switch 1-0-2, 25A in plastic enclosure 90X90mm with red/yellow handle | http://datasheet.lovatoelectric.com/Rotary_cam_switches/ENG/7GN2513P25.pdf | Commutatore a camme serie 7GN, avviatore per motori Dahlander 1-0-2 da 25A in cassetta plastica 90X90mm con maniglia giallo/rossa | http://datasheet.lovatoelectric.com/Rotary_cam_switches/ITA/7GN2513P25.pdf | Łącznik krzywkowy serii 7GN, przełącznik silnika dwubiegunowego 1-0-2, układ Dahlandera, 25A, w obudowie 90x90mm i żółto/czerwonym pokrętłem | http://datasheet.lovatoelectric.com/Rotary_cam_switches/POL/7GN2513P25.pdf | Enclosed rotary cam switch 7GN series, Dahlander motor control switch 1-0-2, 25A in plastic enclosure 90X90mm with red/yellow handle | http://datasheet.lovatoelectric.com/Rotary_cam_switches/RON/7GN2513P25.pdf
7GN2513U | 7GN2513U.jpg | http://datasheet.lovatoelectric.com/Rotary_cam_switches/products_images/7GN2513U.jpg | Rotary cam switch 7GN series, Dahlander motor control switch 1-0-2, 25A, for front mounting with black handle, front plate 48X48mm | http://datasheet.lovatoelectric.com/Rotary_cam_switches/ENG/7GN2513U.pdf | Commutatore a camme serie 7GN, avviatore per motori Dahlander 1-0-2 da 25A in esecuzione per montaggio frontale con maniglia nera, mostrina 48X48mm | http://datasheet.lovatoelectric.com/Rotary_cam_switches/ITA/7GN2513U.pdf | Łącznik krzywkowy serii 7GN, przełącznik silnika dwubiegunowego 1-0-2, układ Dahlandera, 25A, do montażu tablicowego, z czarnym pokrętłem i tabliczką 48x48mm | http://datasheet.lovatoelectric.com/Rotary_cam_switches/POL/7GN2513U.pdf | Rotary cam switch 7GN series, Dahlander motor control switch 1-0-2, 25A, for front mounting with black handle, front plate 48X48mm | http://datasheet.lovatoelectric.com/Rotary_cam_switches/RON/7GN2513U.pdf
7GN2513U47 |  |  | Rotary cam switch 7GN series, Dahlander motor control switch 1-0-2, 25A, modular service cover for 35mm DIN reail mounting with black handle, front plate 48X48mm | http://datasheet.lovatoelectric.com/Rotary_cam_switches/ENG/7GN2513U47.pdf | Commutatore a camme serie 7GN, avviatore per motori Dahlander 1-0-2 da 25A in esecuzione modulare per montaggio su guida DIN con maniglia nera, mostrina 48X48mm | http://datasheet.lovatoelectric.com/Rotary_cam_switches/ITA/7GN2513U47.pdf | Łącznik krzywkowy serii 7GN, przełącznik silnika dwubiegunowego 1-0-2, układ Dahlandera, 25A, wykonanie do montażu tablicowego, z czarnym pokrętłem, montowanym na zatrzask i tabliczką 48x48mm | http://datasheet.lovatoelectric.com/Rotary_cam_switches/POL/7GN2513U47.pdf | Rotary cam switch 7GN series, Dahlander motor control switch 1-0-2, 25A, modular service cover for 35mm DIN reail mounting with black handle, front plate 48X48mm | http://datasheet.lovatoelectric.com/Rotary_cam_switches/RON/7GN2513U47.pdf
7GN2513U65 |  |  | Rotary cam switch 7GN series, Dahlander motor control switch 1-0-2, 25A, for front mounting with red/yellow handle padlockable in 0 and protection covers, front plate 65X65mm | http://datasheet.lovatoelectric.com/Rotary_cam_switches/ENG/7GN2513U65.pdf | Commutatore a camme serie 7GN, avviatore per motori Dahlander 1-0-2 da 25A in esecuzione per montaggio frontale con maniglia giallo/rossa lucchettabile in 0 e copriterminali, mostrina 65X65mm | http://datasheet.lovatoelectric.com/Rotary_cam_switches/ITA/7GN2513U65.pdf | Łącznik krzywkowy serii 7GN, przełącznik silnika dwubiegunowego 1-0-2, układ Dahlandera, 25A, do montażu tablicowego, z żółto/czerwonym pokrętłem blokowanym w pozycji 0, osłonami zacisków i tabliczką 65x65mm | http://datasheet.lovatoelectric.com/Rotary_cam_switches/POL/7GN2513U65.pdf | Rotary cam switch 7GN series, Dahlander motor control switch 1-0-2, 25A, for front mounting with red/yellow handle padlockable in 0 and protection covers, front plate 65X65mm | http://datasheet.lovatoelectric.com/Rotary_cam_switches/RON/7GN2513U65.pdf
7GN2519O |  |  | Rotary cam switch 7GN series, Dahlander motor control switch 0-1-2, 25A, for rear mounting with black handle, front plate 48X48mm | http://datasheet.lovatoelectric.com/Rotary_cam_switches/ENG/7GN2519O.pdf | Commutatore a camme serie 7GN, avviatore per motori Dahlander 0-1-2 da 25A in esecuzione per montaggio a fondo quadro con maniglia nera, mostrina 48X48mm | http://datasheet.lovatoelectric.com/Rotary_cam_switches/ITA/7GN2519O.pdf | Łącznik krzywkowy serii 7GN, przełącznik silnika dwubiegunowego 0-1-2, układ Dahlandera, 25A, do montażu wewnątrz szafy z czarnym pokrętłem i tabliczką 48x48mm | http://datasheet.lovatoelectric.com/Rotary_cam_switches/POL/7GN2519O.pdf | Rotary cam switch 7GN series, Dahlander motor control switch 0-1-2, 25A, for rear mounting with black handle, front plate 48X48mm | http://datasheet.lovatoelectric.com/Rotary_cam_switches/RON/7GN2519O.pdf
7GN2519O48 |  |  | Rotary cam switch 7GN series, Dahlander motor control switch 0-1-2, 25A, modular service cover for 35mm DIN reail mounting with black handle, front plate 45X54mm | http://datasheet.lovatoelectric.com/Rotary_cam_switches/ENG/7GN2519O48.pdf | Commutatore a camme serie 7GN, avviatore per motori Dahlander 0-1-2 da 25A in esecuzione modulare per montaggio su guida DIN con maniglia nera, mostrina 45X54mm | http://datasheet.lovatoelectric.com/Rotary_cam_switches/ITA/7GN2519O48.pdf | Łącznik krzywkowy serii 7GN, przełącznik silnika dwubiegunowego 0-1-2, układ Dahlandera, 25A, wykonanie modułowe do montażu na szynie DIN 35mm, z czarnym pokrętłem i tabliczką 45x54mm | http://datasheet.lovatoelectric.com/Rotary_cam_switches/POL/7GN2519O48.pdf | Rotary cam switch 7GN series, Dahlander motor control switch 0-1-2, 25A, modular service cover for 35mm DIN reail mounting with black handle, front plate 45X54mm | http://datasheet.lovatoelectric.com/Rotary_cam_switches/RON/7GN2519O48.pdf
7GN2519O98 |  |  |  | http://datasheet.lovatoelectric.com/Rotary_cam_switches/ENG/7GN2519O98.pdf |  | http://datasheet.lovatoelectric.com/Rotary_cam_switches/ITA/7GN2519O98.pdf |  | http://datasheet.lovatoelectric.com/Rotary_cam_switches/POL/7GN2519O98.pdf |  | http://datasheet.lovatoelectric.com/Rotary_cam_switches/RON/7GN2519O98.pdf
7GN2519P |  |  | Enclosed rotary cam switch 7GN series, Dahlander motor control switch 0-1-2, 25A in plastic enclosure 75X75mm with black handle | http://datasheet.lovatoelectric.com/Rotary_cam_switches/ENG/7GN2519P.pdf | Commutatore a camme serie 7GN, avviatore per motori Dahlander 0-1-2 da 25A in cassetta plastica 75X75mm con maniglia nera | http://datasheet.lovatoelectric.com/Rotary_cam_switches/ITA/7GN2519P.pdf | Łącznik krzywkowy serii 7GN, przełącznik silnika dwubiegunowego 0-1-2, układ Dahlandera, 25A, w obudowie 75x75mm i czarnym pokrętłem | http://datasheet.lovatoelectric.com/Rotary_cam_switches/POL/7GN2519P.pdf | Enclosed rotary cam switch 7GN series, Dahlander motor control switch 0-1-2, 25A in plastic enclosure 75X75mm with black handle | http://datasheet.lovatoelectric.com/Rotary_cam_switches/RON/7GN2519P.pdf
7GN2519P25 |  |  | Enclosed rotary cam switch 7GN series, Dahlander motor control switch 0-1-2, 25A in plastic enclosure 90X90mm with red/yellow handle | http://datasheet.lovatoelectric.com/Rotary_cam_switches/ENG/7GN2519P25.pdf | Commutatore a camme serie 7GN, avviatore per motori Dahlander 0-1-2 da 25A in cassetta plastica 90X90mm con maniglia giallo/rossa | http://datasheet.lovatoelectric.com/Rotary_cam_switches/ITA/7GN2519P25.pdf | Łącznik krzywkowy serii 7GN, przełącznik silnika dwubiegunowego 0-1-2, układ Dahlandera, 25A, w obudowie 90x90mm i żółto/czerwonym pokrętłem | http://datasheet.lovatoelectric.com/Rotary_cam_switches/POL/7GN2519P25.pdf | Enclosed rotary cam switch 7GN series, Dahlander motor control switch 0-1-2, 25A in plastic enclosure 90X90mm with red/yellow handle | http://datasheet.lovatoelectric.com/Rotary_cam_switches/RON/7GN2519P25.pdf
7GN2519U |  |  | Rotary cam switch 7GN series, Dahlander motor control switch 0-1-2, 25A, for front mounting with black handle, front plate 48X48mm | http://datasheet.lovatoelectric.com/Rotary_cam_switches/ENG/7GN2519U.pdf | Commutatore a camme serie 7GN, avviatore per motori Dahlander 0-1-2 da 25A in esecuzione per montaggio frontale con maniglia nera, mostrina 48X48mm | http://datasheet.lovatoelectric.com/Rotary_cam_switches/ITA/7GN2519U.pdf | Łącznik krzywkowy serii 7GN, przełącznik silnika dwubiegunowego 0-1-2, układ Dahlandera, 25A, do montażu tablicowego, z czarnym pokrętłem i tabliczką 48x48mm | http://datasheet.lovatoelectric.com/Rotary_cam_switches/POL/7GN2519U.pdf | Rotary cam switch 7GN series, Dahlander motor control switch 0-1-2, 25A, for front mounting with black handle, front plate 48X48mm | http://datasheet.lovatoelectric.com/Rotary_cam_switches/RON/7GN2519U.pdf
7GN2519U47 |  |  | Rotary cam switch 7GN series, Dahlander motor control switch 0-1-2, 25A, modular service cover for 35mm DIN reail mounting with black handle, front plate 48X48mm | http://datasheet.lovatoelectric.com/Rotary_cam_switches/ENG/7GN2519U47.pdf | Commutatore a camme serie 7GN, avviatore per motori Dahlander 0-1-2 da 25A in esecuzione modulare per montaggio su guida DIN con maniglia nera, mostrina 48X48mm | http://datasheet.lovatoelectric.com/Rotary_cam_switches/ITA/7GN2519U47.pdf | Łącznik krzywkowy serii 7GN, przełącznik silnika dwubiegunowego 0-1-2, układ Dahlandera, 25A, wykonanie do montażu tablicowego, z czarnym pokrętłem, montowanym na zatrzask i tabliczką 48x48mm | http://datasheet.lovatoelectric.com/Rotary_cam_switches/POL/7GN2519U47.pdf | Rotary cam switch 7GN series, Dahlander motor control switch 0-1-2, 25A, modular service cover for 35mm DIN reail mounting with black handle, front plate 48X48mm | http://datasheet.lovatoelectric.com/Rotary_cam_switches/RON/7GN2519U47.pdf
7GN2519U65 |  |  | Rotary cam switch 7GN series, Dahlander motor control switch 0-1-2, 25A, for front mounting with red/yellow handle padlockable in 0 and protection covers, front plate 65X65mm | http://datasheet.lovatoelectric.com/Rotary_cam_switches/ENG/7GN2519U65.pdf | Commutatore a camme serie 7GN, avviatore per motori Dahlander 0-1-2 da 25A in esecuzione per montaggio frontale con maniglia giallo/rossa lucchettabile in 0 e copriterminali, mostrina 65X65mm | http://datasheet.lovatoelectric.com/Rotary_cam_switches/ITA/7GN2519U65.pdf | Łącznik krzywkowy serii 7GN, przełącznik silnika dwubiegunowego 0-1-2, układ Dahlandera, 25A, do montażu tablicowego, z żółto/czerwonym pokrętłem blokowanym w pozycji 0, osłonami zacisków i tabliczką 65x65mm | http://datasheet.lovatoelectric.com/Rotary_cam_switches/POL/7GN2519U65.pdf | Rotary cam switch 7GN series, Dahlander motor control switch 0-1-2, 25A, for front mounting with red/yellow handle padlockable in 0 and protection covers, front plate 65X65mm | http://datasheet.lovatoelectric.com/Rotary_cam_switches/RON/7GN2519U65.pdf
7GN2520O |  |  | Rotary cam switch 7GN series, Dahlander motor 2-speed reversing switch, 25A, for rear mounting with black handle, front plate 48X48mm | http://datasheet.lovatoelectric.com/Rotary_cam_switches/ENG/7GN2520O.pdf | Commutatore a camme serie 7GN, invertitore di marcia a 2 velocita' per motori Dahlander da 25A in esecuzione per montaggio a fondo quadro con maniglia nera, mostrina 48X48mm | http://datasheet.lovatoelectric.com/Rotary_cam_switches/ITA/7GN2520O.pdf | Łącznik krzywkowy serii 7GN, przełącznik zmiany kirunku obrotów silnika dwubiegunowego, układ Dahlandera, 25A, do montażu wewnątrz szafy z czarnym pokrętłem i tabliczką 48x48mm | http://datasheet.lovatoelectric.com/Rotary_cam_switches/POL/7GN2520O.pdf | Rotary cam switch 7GN series, Dahlander motor 2-speed reversing switch, 25A, for rear mounting with black handle, front plate 48X48mm | http://datasheet.lovatoelectric.com/Rotary_cam_switches/RON/7GN2520O.pdf
7GN2520O48 |  |  | Rotary cam switch 7GN series, Dahlander motor 2-speed reversing switch, 25A, modular service cover for 35mm DIN reail mounting with black handle, front plate 45X54mm | http://datasheet.lovatoelectric.com/Rotary_cam_switches/ENG/7GN2520O48.pdf | Commutatore a camme serie 7GN, invertitore di marcia a 2 velocita' per motori Dahlander da 25A in esecuzione modulare per montaggio su guida DIN con maniglia nera, mostrina 45X54mm | http://datasheet.lovatoelectric.com/Rotary_cam_switches/ITA/7GN2520O48.pdf | Łącznik krzywkowy serii 7GN, przełącznik zmiany kirunku obrotów silnika dwubiegunowego, układ Dahlandera, 25A, wykonanie modułowe do montażu na szynie DIN 35mm, z czarnym pokrętłem i tabliczką 45x54mm | http://datasheet.lovatoelectric.com/Rotary_cam_switches/POL/7GN2520O48.pdf | Rotary cam switch 7GN series, Dahlander motor 2-speed reversing switch, 25A, modular service cover for 35mm DIN reail mounting with black handle, front plate 45X54mm | http://datasheet.lovatoelectric.com/Rotary_cam_switches/RON/7GN2520O48.pdf
7GN2520O98 |  |  |  | http://datasheet.lovatoelectric.com/Rotary_cam_switches/ENG/7GN2520O98.pdf |  | http://datasheet.lovatoelectric.com/Rotary_cam_switches/ITA/7GN2520O98.pdf |  | http://datasheet.lovatoelectric.com/Rotary_cam_switches/POL/7GN2520O98.pdf |  | http://datasheet.lovatoelectric.com/Rotary_cam_switches/RON/7GN2520O98.pdf
7GN2520U | 7GN2520U.jpg | http://datasheet.lovatoelectric.com/Rotary_cam_switches/products_images/7GN2520U.jpg | Rotary cam switch 7GN series, Dahlander motor 2-speed reversing switch, 25A, for front mounting with black handle, front plate 48X48mm | http://datasheet.lovatoelectric.com/Rotary_cam_switches/ENG/7GN2520U.pdf | Commutatore a camme serie 7GN, invertitore di marcia a 2 velocita' per motori Dahlander da 25A in esecuzione per montaggio frontale con maniglia nera, mostrina 48X48mm | http://datasheet.lovatoelectric.com/Rotary_cam_switches/ITA/7GN2520U.pdf | Łącznik krzywkowy serii 7GN, przełącznik zmiany kirunku obrotów silnika dwubiegunowego, układ Dahlandera, 25A, do montażu tablicowego, z czarnym pokrętłem i tabliczką 48x48mm | http://datasheet.lovatoelectric.com/Rotary_cam_switches/POL/7GN2520U.pdf | Rotary cam switch 7GN series, Dahlander motor 2-speed reversing switch, 25A, for front mounting with black handle, front plate 48X48mm | http://datasheet.lovatoelectric.com/Rotary_cam_switches/RON/7GN2520U.pdf
7GN2520U47 |  |  | Rotary cam switch 7GN series, Dahlander motor 2-speed reversing switch, 25A, modular service cover for 35mm DIN reail mounting with black handle, front plate 48X48mm | http://datasheet.lovatoelectric.com/Rotary_cam_switches/ENG/7GN2520U47.pdf | Commutatore a camme serie 7GN, invertitore di marcia a 2 velocita' per motori Dahlander da 25A in esecuzione modulare per montaggio su guida DIN con maniglia nera, mostrina 48X48mm | http://datasheet.lovatoelectric.com/Rotary_cam_switches/ITA/7GN2520U47.pdf | Łącznik krzywkowy serii 7GN, przełącznik zmiany kirunku obrotów silnika dwubiegunowego, układ Dahlandera, 25A, wykonanie do montażu tablicowego, z czarnym pokrętłem, montowanym na zatrzask i tabliczką 48x48mm | http://datasheet.lovatoelectric.com/Rotary_cam_switches/POL/7GN2520U47.pdf | Rotary cam switch 7GN series, Dahlander motor 2-speed reversing switch, 25A, modular service cover for 35mm DIN reail mounting with black handle, front plate 48X48mm | http://datasheet.lovatoelectric.com/Rotary_cam_switches/RON/7GN2520U47.pdf
7GN2520U65 |  |  | Rotary cam switch 7GN series, Dahlander motor 2-speed reversing switch, 25A, for front mounting with red/yellow handle padlockable in 0 and protection covers, front plate 65X65mm | http://datasheet.lovatoelectric.com/Rotary_cam_switches/ENG/7GN2520U65.pdf | Commutatore a camme serie 7GN, invertitore di marcia a 2 velocita' per motori Dahlander da 25A in esecuzione per montaggio frontale con maniglia giallo/rossa lucchettabile in 0 e copriterminali, mostrina 65X65mm | http://datasheet.lovatoelectric.com/Rotary_cam_switches/ITA/7GN2520U65.pdf | Łącznik krzywkowy serii 7GN, przełącznik zmiany kirunku obrotów silnika dwubiegunowego, układ Dahlandera, 25A, do montażu tablicowego, z żółto/czerwonym pokrętłem blokowanym w pozycji 0, osłonami zacisków i tabliczką 65x65mm | http://datasheet.lovatoelectric.com/Rotary_cam_switches/POL/7GN2520U65.pdf | Rotary cam switch 7GN series, Dahlander motor 2-speed reversing switch, 25A, for front mounting with red/yellow handle padlockable in 0 and protection covers, front plate 65X65mm | http://datasheet.lovatoelectric.com/Rotary_cam_switches/RON/7GN2520U65.pdf
7GN2525O |  |  | Rotary cam switch 7GN series, 1-phase motor reversing switch with spring return 25A, for rear mounting with black handle, front plate 48X48mm | http://datasheet.lovatoelectric.com/Rotary_cam_switches/ENG/7GN2525O.pdf | Commutatore a camme serie 7GN, invertitore di marcia monofase con ritorno a molla da 25A in esecuzione per montaggio a fondo quadro con maniglia nera, mostrina 48X48mm | http://datasheet.lovatoelectric.com/Rotary_cam_switches/ITA/7GN2525O.pdf | Łącznik krzywkowy serii 7GN, przełącznik zmiany kierunku obrotów silnika 1 fazowego, z powrotem do pozycji 0, 25A, do montażu wewnątrz szafy z czarnym pokrętłem i tabliczką 48x48mm | http://datasheet.lovatoelectric.com/Rotary_cam_switches/POL/7GN2525O.pdf | Rotary cam switch 7GN series, 1-phase motor reversing switch with spring return 25A, for rear mounting with black handle, front plate 48X48mm | http://datasheet.lovatoelectric.com/Rotary_cam_switches/RON/7GN2525O.pdf
7GN2525O48 |  |  | Rotary cam switch 7GN series, 1-phase motor reversing switch with spring return 25A, modular service cover for 35mm DIN reail mounting with black handle, front plate 45X54mm | http://datasheet.lovatoelectric.com/Rotary_cam_switches/ENG/7GN2525O48.pdf | Commutatore a camme serie 7GN, invertitore di marcia monofase con ritorno a molla da 25A in esecuzione modulare per montaggio su guida DIN con maniglia nera, mostrina 45X54mm | http://datasheet.lovatoelectric.com/Rotary_cam_switches/ITA/7GN2525O48.pdf | Łącznik krzywkowy serii 7GN, przełącznik zmiany kierunku obrotów silnika 1 fazowego, z powrotem do pozycji 0, 25A, wykonanie modułowe do montażu na szynie DIN 35mm, z czarnym pokrętłem i tabliczką 45x54mm | http://datasheet.lovatoelectric.com/Rotary_cam_switches/POL/7GN2525O48.pdf | Rotary cam switch 7GN series, 1-phase motor reversing switch with spring return 25A, modular service cover for 35mm DIN reail mounting with black handle, front plate 45X54mm | http://datasheet.lovatoelectric.com/Rotary_cam_switches/RON/7GN2525O48.pdf
7GN2525O98 |  |  |  | http://datasheet.lovatoelectric.com/Rotary_cam_switches/ENG/7GN2525O98.pdf |  | http://datasheet.lovatoelectric.com/Rotary_cam_switches/ITA/7GN2525O98.pdf |  | http://datasheet.lovatoelectric.com/Rotary_cam_switches/POL/7GN2525O98.pdf |  | http://datasheet.lovatoelectric.com/Rotary_cam_switches/RON/7GN2525O98.pdf
7GN2525P |  |  | Enclosed rotary cam switch 7GN series, 1-phase motor reversing switch with spring return 25A in plastic enclosure 75X75mm with black handle | http://datasheet.lovatoelectric.com/Rotary_cam_switches/ENG/7GN2525P.pdf | Commutatore a camme serie 7GN, invertitore di marcia monofase con ritorno a molla da 25A in cassetta plastica 75X75mm con maniglia nera | http://datasheet.lovatoelectric.com/Rotary_cam_switches/ITA/7GN2525P.pdf | Łącznik krzywkowy serii 7GN, przełącznik zmiany kierunku obrotów silnika 1 fazowego, z powrotem do pozycji 0, 25A, w obudowie 75x75mm i czarnym pokrętłem | http://datasheet.lovatoelectric.com/Rotary_cam_switches/POL/7GN2525P.pdf | Enclosed rotary cam switch 7GN series, 1-phase motor reversing switch with spring return 25A in plastic enclosure 75X75mm with black handle | http://datasheet.lovatoelectric.com/Rotary_cam_switches/RON/7GN2525P.pdf
7GN2525P25 |  |  | Enclosed rotary cam switch 7GN series, 1-phase motor reversing switch with spring return 25A in plastic enclosure 90X90mm with red/yellow handle | http://datasheet.lovatoelectric.com/Rotary_cam_switches/ENG/7GN2525P25.pdf | Commutatore a camme serie 7GN, invertitore di marcia monofase con ritorno a molla da 25A in cassetta plastica 90X90mm con maniglia giallo/rossa | http://datasheet.lovatoelectric.com/Rotary_cam_switches/ITA/7GN2525P25.pdf | Łącznik krzywkowy serii 7GN, przełącznik zmiany kierunku obrotów silnika 1 fazowego, z powrotem do pozycji 0, 25A, w obudowie 90x90mm i żółto/czerwonym pokrętłem | http://datasheet.lovatoelectric.com/Rotary_cam_switches/POL/7GN2525P25.pdf | Enclosed rotary cam switch 7GN series, 1-phase motor reversing switch with spring return 25A in plastic enclosure 90X90mm with red/yellow handle | http://datasheet.lovatoelectric.com/Rotary_cam_switches/RON/7GN2525P25.pdf
7GN2525U |  |  | Rotary cam switch 7GN series, 1-phase motor reversing switch with spring return 25A, for front mounting with black handle, front plate 48X48mm | http://datasheet.lovatoelectric.com/Rotary_cam_switches/ENG/7GN2525U.pdf | Commutatore a camme serie 7GN, invertitore di marcia monofase con ritorno a molla da 25A in esecuzione per montaggio frontale con maniglia nera, mostrina 48X48mm | http://datasheet.lovatoelectric.com/Rotary_cam_switches/ITA/7GN2525U.pdf | Łącznik krzywkowy serii 7GN, przełącznik zmiany kierunku obrotów silnika 1 fazowego, z powrotem do pozycji 0, 25A, do montażu tablicowego, z czarnym pokrętłem i tabliczką 48x48mm | http://datasheet.lovatoelectric.com/Rotary_cam_switches/POL/7GN2525U.pdf | Rotary cam switch 7GN series, 1-phase motor reversing switch with spring return 25A, for front mounting with black handle, front plate 48X48mm | http://datasheet.lovatoelectric.com/Rotary_cam_switches/RON/7GN2525U.pdf
7GN2525U47 |  |  | Rotary cam switch 7GN series, 1-phase motor reversing switch with spring return 25A, modular service cover for 35mm DIN reail mounting with black handle, front plate 48X48mm | http://datasheet.lovatoelectric.com/Rotary_cam_switches/ENG/7GN2525U47.pdf | Commutatore a camme serie 7GN, invertitore di marcia monofase con ritorno a molla da 25A in esecuzione modulare per montaggio su guida DIN con maniglia nera, mostrina 48X48mm | http://datasheet.lovatoelectric.com/Rotary_cam_switches/ITA/7GN2525U47.pdf | Łącznik krzywkowy serii 7GN, przełącznik zmiany kierunku obrotów silnika 1 fazowego, z powrotem do pozycji 0, 25A, wykonanie do montażu tablicowego, z czarnym pokrętłem, montowanym na zatrzask i tabliczką 48x48mm | http://datasheet.lovatoelectric.com/Rotary_cam_switches/POL/7GN2525U47.pdf | Rotary cam switch 7GN series, 1-phase motor reversing switch with spring return 25A, modular service cover for 35mm DIN reail mounting with black handle, front plate 48X48mm | http://datasheet.lovatoelectric.com/Rotary_cam_switches/RON/7GN2525U47.pdf
7GN2525U65 |  |  | Rotary cam switch 7GN series, 1-phase motor reversing switch with spring return 25A, for front mounting with red/yellow handle padlockable in 0 and protection covers, front plate 65X65mm | http://datasheet.lovatoelectric.com/Rotary_cam_switches/ENG/7GN2525U65.pdf | Commutatore a camme serie 7GN, invertitore di marcia monofase con ritorno a molla da 25A in esecuzione per montaggio frontale con maniglia giallo/rossa lucchettabile in 0 e copriterminali, mostrina 65X65mm | http://datasheet.lovatoelectric.com/Rotary_cam_switches/ITA/7GN2525U65.pdf | Łącznik krzywkowy serii 7GN, przełącznik zmiany kierunku obrotów silnika 1 fazowego, z powrotem do pozycji 0, 25A, do montażu tablicowego, z żółto/czerwonym pokrętłem blokowanym w pozycji 0, osłonami zacisków i tabliczką 65x65mm | http://datasheet.lovatoelectric.com/Rotary_cam_switches/POL/7GN2525U65.pdf | Rotary cam switch 7GN series, 1-phase motor reversing switch with spring return 25A, for front mounting with red/yellow handle padlockable in 0 and protection covers, front plate 65X65mm | http://datasheet.lovatoelectric.com/Rotary_cam_switches/RON/7GN2525U65.pdf
7GN2526O |  |  | Rotary cam switch 7GN series, 3-phase motor reversing switch with spring return 25A, for rear mounting with black handle, front plate 48X48mm | http://datasheet.lovatoelectric.com/Rotary_cam_switches/ENG/7GN2526O.pdf | Commutatore a camme serie 7GN, invertitore di marcia trifase con ritorno di molla da 25A in esecuzione per montaggio a fondo quadro con maniglia nera, mostrina 48X48mm | http://datasheet.lovatoelectric.com/Rotary_cam_switches/ITA/7GN2526O.pdf | Łącznik krzywkowy serii 7GN, przełącznik zmiany kierunku obrotów silnika 3 fazowego, z powrotem do pozycji 0, 25A, do montażu wewnątrz szafy z czarnym pokrętłem i tabliczką 48x48mm | http://datasheet.lovatoelectric.com/Rotary_cam_switches/POL/7GN2526O.pdf | Rotary cam switch 7GN series, 3-phase motor reversing switch with spring return 25A, for rear mounting with black handle, front plate 48X48mm | http://datasheet.lovatoelectric.com/Rotary_cam_switches/RON/7GN2526O.pdf
7GN2526O48 |  |  | Rotary cam switch 7GN series, 3-phase motor reversing switch with spring return 25A, modular service cover for 35mm DIN reail mounting with black handle, front plate 45X54mm | http://datasheet.lovatoelectric.com/Rotary_cam_switches/ENG/7GN2526O48.pdf | Commutatore a camme serie 7GN, invertitore di marcia trifase con ritorno di molla da 25A in esecuzione modulare per montaggio su guida DIN con maniglia nera, mostrina 45X54mm | http://datasheet.lovatoelectric.com/Rotary_cam_switches/ITA/7GN2526O48.pdf | Łącznik krzywkowy serii 7GN, przełącznik zmiany kierunku obrotów silnika 3 fazowego, z powrotem do pozycji 0, 25A, wykonanie modułowe do montażu na szynie DIN 35mm, z czarnym pokrętłem i tabliczką 45x54mm | http://datasheet.lovatoelectric.com/Rotary_cam_switches/POL/7GN2526O48.pdf | Rotary cam switch 7GN series, 3-phase motor reversing switch with spring return 25A, modular service cover for 35mm DIN reail mounting with black handle, front plate 45X54mm | http://datasheet.lovatoelectric.com/Rotary_cam_switches/RON/7GN2526O48.pdf
7GN2526O98 |  |  |  | http://datasheet.lovatoelectric.com/Rotary_cam_switches/ENG/7GN2526O98.pdf |  | http://datasheet.lovatoelectric.com/Rotary_cam_switches/ITA/7GN2526O98.pdf |  | http://datasheet.lovatoelectric.com/Rotary_cam_switches/POL/7GN2526O98.pdf |  | http://datasheet.lovatoelectric.com/Rotary_cam_switches/RON/7GN2526O98.pdf
7GN2526P |  |  | Enclosed rotary cam switch 7GN series, 3-phase motor reversing switch with spring return 25A in plastic enclosure 75X75mm with black handle | http://datasheet.lovatoelectric.com/Rotary_cam_switches/ENG/7GN2526P.pdf | Commutatore a camme serie 7GN, invertitore di marcia trifase con ritorno a molla da 25A in cassetta plastica 75X75mm con maniglia nera | http://datasheet.lovatoelectric.com/Rotary_cam_switches/ITA/7GN2526P.pdf | Łącznik krzywkowy serii 7GN, przełącznik zmiany kierunku obrotów silnika 3 fazowego, z powrotem do pozycji 0, 25A, w obudowie 75x75mm i czarnym pokrętłem | http://datasheet.lovatoelectric.com/Rotary_cam_switches/POL/7GN2526P.pdf | Enclosed rotary cam switch 7GN series, 3-phase motor reversing switch with spring return 25A in plastic enclosure 75X75mm with black handle | http://datasheet.lovatoelectric.com/Rotary_cam_switches/RON/7GN2526P.pdf
7GN2526P25 |  |  | Enclosed rotary cam switch 7GN series, 3-phase motor reversing switch with spring return 25A in plastic enclosure 90X90mm with red/yellow handle | http://datasheet.lovatoelectric.com/Rotary_cam_switches/ENG/7GN2526P25.pdf | Commutatore a camme serie 7GN, invertitore di marcia trifase con ritorno a molla da 25A in cassetta plastica 90X90mm con maniglia giallo/rossa | http://datasheet.lovatoelectric.com/Rotary_cam_switches/ITA/7GN2526P25.pdf | Łącznik krzywkowy serii 7GN, przełącznik zmiany kierunku obrotów silnika 3 fazowego, z powrotem do pozycji 0, 25A, w obudowie 90x90mm i żółto/czerwonym pokrętłem | http://datasheet.lovatoelectric.com/Rotary_cam_switches/POL/7GN2526P25.pdf | Enclosed rotary cam switch 7GN series, 3-phase motor reversing switch with spring return 25A in plastic enclosure 90X90mm with red/yellow handle | http://datasheet.lovatoelectric.com/Rotary_cam_switches/RON/7GN2526P25.pdf
7GN2526U | 7GN2526U.jpg | http://datasheet.lovatoelectric.com/Rotary_cam_switches/products_images/7GN2526U.jpg | Rotary cam switch 7GN series, 3-phase motor reversing switch with spring return 25A, for front mounting with black handle, front plate 48X48mm | http://datasheet.lovatoelectric.com/Rotary_cam_switches/ENG/7GN2526U.pdf | Commutatore a camme serie 7GN, invertitore di marcia trifase con ritorno a molla da 25A in esecuzione per montaggio frontale con maniglia nera, mostrina 48X48mm | http://datasheet.lovatoelectric.com/Rotary_cam_switches/ITA/7GN2526U.pdf | Łącznik krzywkowy serii 7GN, przełącznik zmiany kierunku obrotów silnika 3 fazowego, z powrotem do pozycji 0, 25A, do montażu tablicowego, z czarnym pokrętłem i tabliczką 48x48mm | http://datasheet.lovatoelectric.com/Rotary_cam_switches/POL/7GN2526U.pdf | Rotary cam switch 7GN series, 3-phase motor reversing switch with spring return 25A, for front mounting with black handle, front plate 48X48mm | http://datasheet.lovatoelectric.com/Rotary_cam_switches/RON/7GN2526U.pdf
7GN2526U47 |  |  | Rotary cam switch 7GN series, 3-phase motor reversing switch with spring return 25A, modular service cover for 35mm DIN reail mounting with black handle, front plate 48X48mm | http://datasheet.lovatoelectric.com/Rotary_cam_switches/ENG/7GN2526U47.pdf | Commutatore a camme serie 7GN, invertitore di marcia trifase con ritorno di molla da 25A in esecuzione modulare per montaggio su guida DIN con maniglia nera, mostrina 48X48mm | http://datasheet.lovatoelectric.com/Rotary_cam_switches/ITA/7GN2526U47.pdf | Łącznik krzywkowy serii 7GN, przełącznik zmiany kierunku obrotów silnika 3 fazowego, z powrotem do pozycji 0, 25A, wykonanie do montażu tablicowego, z czarnym pokrętłem, montowanym na zatrzask i tabliczką 48x48mm | http://datasheet.lovatoelectric.com/Rotary_cam_switches/POL/7GN2526U47.pdf | Rotary cam switch 7GN series, 3-phase motor reversing switch with spring return 25A, modular service cover for 35mm DIN reail mounting with black handle, front plate 48X48mm | http://datasheet.lovatoelectric.com/Rotary_cam_switches/RON/7GN2526U47.pdf
7GN2526U65 |  |  | Rotary cam switch 7GN series, 1-phase motor reversing switch with spring return 25A, for front mounting with red/yellow handle padlockable in 0 and protection covers, front plate 65X65mm | http://datasheet.lovatoelectric.com/Rotary_cam_switches/ENG/7GN2526U65.pdf | Commutatore a camme serie 7GN, invertitore di marcia monofase con ritorno a molla da 25A in esecuzione per montaggio frontale con maniglia giallo/rossa lucchettabile in 0 e copriterminali, mostrina 65X65mm | http://datasheet.lovatoelectric.com/Rotary_cam_switches/ITA/7GN2526U65.pdf | Łącznik krzywkowy serii 7GN, przełącznik zmiany kierunku obrotów silnika 1 fazowego, z powrotem do pozycji 0, 25A, do montażu tablicowego, z żółto/czerwonym pokrętłem blokowanym w pozycji 0, osłonami zacisków i tabliczką 65x65mm | http://datasheet.lovatoelectric.com/Rotary_cam_switches/POL/7GN2526U65.pdf | Rotary cam switch 7GN series, 1-phase motor reversing switch with spring return 25A, for front mounting with red/yellow handle padlockable in 0 and protection covers, front plate 65X65mm | http://datasheet.lovatoelectric.com/Rotary_cam_switches/RON/7GN2526U65.pdf
7GN2551O |  |  | Rotary cam switch 7GN series, changeover switch 1 pole 25A, for rear mounting with black handle, front plate 48X48mm | http://datasheet.lovatoelectric.com/Rotary_cam_switches/ENG/7GN2551O.pdf | Commutatore a camme serie 7GN, commutatore 1 polo da 25A in esecuzione per montaggio a fondo quadro con maniglia nera, mostrina 48X48mm | http://datasheet.lovatoelectric.com/Rotary_cam_switches/ITA/7GN2551O.pdf | Łącznik krzywkowy serii 7GN, przełącznik sieci, 1 pole, 25A, do montażu wewnątrz szafy z czarnym pokrętłem i tabliczką 48x48mm | http://datasheet.lovatoelectric.com/Rotary_cam_switches/POL/7GN2551O.pdf | Rotary cam switch 7GN series, changeover switch 1 pole 25A, for rear mounting with black handle, front plate 48X48mm | http://datasheet.lovatoelectric.com/Rotary_cam_switches/RON/7GN2551O.pdf
7GN2551O48 |  |  | Rotary cam switch 7GN series, changeover switch 1 pole 25A, modular service cover for 35mm DIN reail mounting with black handle, front plate 45X54mm | http://datasheet.lovatoelectric.com/Rotary_cam_switches/ENG/7GN2551O48.pdf | Commutatore a camme serie 7GN, commutatore 1 polo da 25A in esecuzione modulare per montaggio su guida DIN con maniglia nera, mostrina 45X54mm | http://datasheet.lovatoelectric.com/Rotary_cam_switches/ITA/7GN2551O48.pdf | Łącznik krzywkowy serii 7GN, przełącznik sieci, 1 pole, 25A, wykonanie modułowe do montażu na szynie DIN 35mm, z czarnym pokrętłem i tabliczką 45x54mm | http://datasheet.lovatoelectric.com/Rotary_cam_switches/POL/7GN2551O48.pdf | Rotary cam switch 7GN series, changeover switch 1 pole 25A, modular service cover for 35mm DIN reail mounting with black handle, front plate 45X54mm | http://datasheet.lovatoelectric.com/Rotary_cam_switches/RON/7GN2551O48.pdf
7GN2551P |  |  | Enclosed rotary cam switch 7GN series, changeover switch 1 pole 25A in plastic enclosure 75X75mm with black handle | http://datasheet.lovatoelectric.com/Rotary_cam_switches/ENG/7GN2551P.pdf | Commutatore a camme serie 7GN, commutatore 1 polo da 25A in cassetta plastica 75X75mm con maniglia nera | http://datasheet.lovatoelectric.com/Rotary_cam_switches/ITA/7GN2551P.pdf | Łącznik krzywkowy serii 7GN, przełącznik sieci, 1 pole, 25A, w obudowie 75x75mm i czarnym pokrętłem | http://datasheet.lovatoelectric.com/Rotary_cam_switches/POL/7GN2551P.pdf | Enclosed rotary cam switch 7GN series, changeover switch 1 pole 25A in plastic enclosure 75X75mm with black handle | http://datasheet.lovatoelectric.com/Rotary_cam_switches/RON/7GN2551P.pdf
7GN2551U |  |  | Rotary cam switch 7GN series, changeover switch 1 pole 25A, for front mounting with black handle, front plate 48X48mm | http://datasheet.lovatoelectric.com/Rotary_cam_switches/ENG/7GN2551U.pdf | Commutatore a camme serie 7GN, commutatore 1 polo da 25A in esecuzione per montaggio frontale con maniglia nera, mostrina 48X48mm | http://datasheet.lovatoelectric.com/Rotary_cam_switches/ITA/7GN2551U.pdf | Łącznik krzywkowy serii 7GN, przełącznik sieci, 1 pole, 25A, do montażu tablicowego, z czarnym pokrętłem i tabliczką 48x48mm | http://datasheet.lovatoelectric.com/Rotary_cam_switches/POL/7GN2551U.pdf | Rotary cam switch 7GN series, changeover switch 1 pole 25A, for front mounting with black handle, front plate 48X48mm | http://datasheet.lovatoelectric.com/Rotary_cam_switches/RON/7GN2551U.pdf
7GN2551U11 |  |  | Rotary cam switch 7GN series, changeover switch 1 pole 25A, for front mounting with black handle without front plate for hole Ø22mm fixing | http://datasheet.lovatoelectric.com/Rotary_cam_switches/ENG/7GN2551U11.pdf | Commutatore a camme serie 7GN, commutatore 1 polo da 25A in esecuzione per montaggio frontale con maniglia nera senza mostrina con fissaggio foro diametro 22mm | http://datasheet.lovatoelectric.com/Rotary_cam_switches/ITA/7GN2551U11.pdf | Łącznik krzywkowy serii 7GN, przełącznik sieci, 1 pole, 25A, do montażu tablicowego w otworze 22mm, z czarnym pokrętłem bez tabliczki | http://datasheet.lovatoelectric.com/Rotary_cam_switches/POL/7GN2551U11.pdf | Rotary cam switch 7GN series, changeover switch 1 pole 25A, for front mounting with black handle without front plate for hole Ø22mm fixing | http://datasheet.lovatoelectric.com/Rotary_cam_switches/RON/7GN2551U11.pdf
7GN2551U12 |  |  | Rotary cam switch 7GN series, changeover switch 1 pole 25A, for front mounting without front plate with key operation for hole Ø22mm fixing | http://datasheet.lovatoelectric.com/Rotary_cam_switches/ENG/7GN2551U12.pdf | Commutatore a camme serie 7GN, commutatore 1 polo da 25A in esecuzione per montaggio frontale senza mostrina con comando a chiave e fissaggio foro diametro 22mm | http://datasheet.lovatoelectric.com/Rotary_cam_switches/ITA/7GN2551U12.pdf | Łącznik krzywkowy serii 7GN, przełącznik sieci, 1 pole, 25A, do montażu tablicowego w otworze 22mm, sterowanie kluczem, bez tabliczki | http://datasheet.lovatoelectric.com/Rotary_cam_switches/POL/7GN2551U12.pdf | Rotary cam switch 7GN series, changeover switch 1 pole 25A, for front mounting without front plate with key operation for hole Ø22mm fixing | http://datasheet.lovatoelectric.com/Rotary_cam_switches/RON/7GN2551U12.pdf
7GN2551U47 |  |  | Rotary cam switch 7GN series, changeover switch 1 pole 25A, for snap on front mounting with black handle for hole Ø22mm fixing, front plate 48X48mm | http://datasheet.lovatoelectric.com/Rotary_cam_switches/ENG/7GN2551U47.pdf | Commutatore a camme serie 7GN, commutatore 1 polo da 25A in esecuzione per montaggio frontale con maniglia nera e fissaggio a scatto per foro diametro 22mm, mostrina 48X48mm | http://datasheet.lovatoelectric.com/Rotary_cam_switches/ITA/7GN2551U47.pdf | Łącznik krzywkowy serii 7GN, przełącznik sieci, 1 pole, 25A, do montażu tablicowego w otworze 22mm z czarnym pokrętłem, montowanym na zatrzask do korpusu i tabliczką 48x48mm | http://datasheet.lovatoelectric.com/Rotary_cam_switches/POL/7GN2551U47.pdf | Rotary cam switch 7GN series, changeover switch 1 pole 25A, for snap on front mounting with black handle for hole Ø22mm fixing, front plate 48X48mm | http://datasheet.lovatoelectric.com/Rotary_cam_switches/RON/7GN2551U47.pdf
7GN2552O |  |  | Rotary cam switch 7GN series, changeover switch 2 poles 25A, for rear mounting with black handle, front plate 48X48mm | http://datasheet.lovatoelectric.com/Rotary_cam_switches/ENG/7GN2552O.pdf | Commutatore a camme serie 7GN, commutatore 2 poli da 25A in esecuzione per montaggio a fondo quadro con maniglia nera, mostrina 48X48mm | http://datasheet.lovatoelectric.com/Rotary_cam_switches/ITA/7GN2552O.pdf | Łącznik krzywkowy serii 7GN, przełącznik sieci, 2 pola, 25A, do montażu wewnątrz szafy z czarnym pokrętłem i tabliczką 48x48mm | http://datasheet.lovatoelectric.com/Rotary_cam_switches/POL/7GN2552O.pdf | Rotary cam switch 7GN series, changeover switch 2 poles 25A, for rear mounting with black handle, front plate 48X48mm | http://datasheet.lovatoelectric.com/Rotary_cam_switches/RON/7GN2552O.pdf
7GN2552O48 |  |  | Rotary cam switch 7GN series, changeover switch 2 poles 25A, modular service cover for 35mm DIN reail mounting with black handle, front plate 45X54mm | http://datasheet.lovatoelectric.com/Rotary_cam_switches/ENG/7GN2552O48.pdf | Commutatore a camme serie 7GN, commutatore 2 poli da 25A in esecuzione modulare per montaggio su guida DIN con maniglia nera, mostrina 45X54mm | http://datasheet.lovatoelectric.com/Rotary_cam_switches/ITA/7GN2552O48.pdf | Łącznik krzywkowy serii 7GN, przełącznik sieci, 2 pola, 25A, wykonanie modułowe do montażu na szynie DIN 35mm, z czarnym pokrętłem i tabliczką 45x54mm | http://datasheet.lovatoelectric.com/Rotary_cam_switches/POL/7GN2552O48.pdf | Rotary cam switch 7GN series, changeover switch 2 poles 25A, modular service cover for 35mm DIN reail mounting with black handle, front plate 45X54mm | http://datasheet.lovatoelectric.com/Rotary_cam_switches/RON/7GN2552O48.pdf
7GN2552P |  |  | Enclosed rotary cam switch 7GN series, changeover switch 2 poles 25A in plastic enclosure 75X75mm with black handle | http://datasheet.lovatoelectric.com/Rotary_cam_switches/ENG/7GN2552P.pdf | Commutatore a camme serie 7GN, commutatore 2 poli da 25A in cassetta plastica 75X75mm con maniglia nera | http://datasheet.lovatoelectric.com/Rotary_cam_switches/ITA/7GN2552P.pdf | Łącznik krzywkowy serii 7GN, przełącznik sieci, 2 pola, 25A, w obudowie 75x75mm i czarnym pokrętłem | http://datasheet.lovatoelectric.com/Rotary_cam_switches/POL/7GN2552P.pdf | Enclosed rotary cam switch 7GN series, changeover switch 2 poles 25A in plastic enclosure 75X75mm with black handle | http://datasheet.lovatoelectric.com/Rotary_cam_switches/RON/7GN2552P.pdf
7GN2552U | 7GN2552U.jpg | http://datasheet.lovatoelectric.com/Rotary_cam_switches/products_images/7GN2552U.jpg | Rotary cam switch 7GN series, changeover switch 2 poles 25A, for front mounting with black handle, front plate 48X48mm | http://datasheet.lovatoelectric.com/Rotary_cam_switches/ENG/7GN2552U.pdf | Commutatore a camme serie 7GN, commutatore 2 poli da 25A in esecuzione per montaggio frontale con maniglia nera, mostrina 48X48mm | http://datasheet.lovatoelectric.com/Rotary_cam_switches/ITA/7GN2552U.pdf | Łącznik krzywkowy serii 7GN, przełącznik sieci, 2 pola, 25A, do montażu tablicowego, z czarnym pokrętłem i tabliczką 48x48mm | http://datasheet.lovatoelectric.com/Rotary_cam_switches/POL/7GN2552U.pdf | Rotary cam switch 7GN series, changeover switch 2 poles 25A, for front mounting with black handle, front plate 48X48mm | http://datasheet.lovatoelectric.com/Rotary_cam_switches/RON/7GN2552U.pdf
7GN2552U11 |  |  | Rotary cam switch 7GN series, changeover switch 2 poles 25A, for front mounting with black handle without front plate for hole Ø22mm fixing | http://datasheet.lovatoelectric.com/Rotary_cam_switches/ENG/7GN2552U11.pdf | Commutatore a camme serie 7GN, commutatore 2 poli da 25A in esecuzione per montaggio frontale con maniglia nera senza mostrina con fissaggio foro diametro 22mm | http://datasheet.lovatoelectric.com/Rotary_cam_switches/ITA/7GN2552U11.pdf | Łącznik krzywkowy serii 7GN, przełącznik sieci, 2 pola, 25A, do montażu tablicowego w otworze 22mm, z czarnym pokrętłem bez tabliczki | http://datasheet.lovatoelectric.com/Rotary_cam_switches/POL/7GN2552U11.pdf | Rotary cam switch 7GN series, changeover switch 2 poles 25A, for front mounting with black handle without front plate for hole Ø22mm fixing | http://datasheet.lovatoelectric.com/Rotary_cam_switches/RON/7GN2552U11.pdf
7GN2552U12 |  |  | Rotary cam switch 7GN series, changeover switch 2 poles 25A, for front mounting without front plate with key operation for hole Ø22mm fixing | http://datasheet.lovatoelectric.com/Rotary_cam_switches/ENG/7GN2552U12.pdf | Commutatore a camme serie 7GN, commutatore 2 poli da 25A in esecuzione per montaggio frontale senza mostrina con comando a chiave e fissaggio foro diametro 22mm | http://datasheet.lovatoelectric.com/Rotary_cam_switches/ITA/7GN2552U12.pdf | Łącznik krzywkowy serii 7GN, przełącznik sieci, 2 pola, 25A, do montażu tablicowego w otworze 22mm, sterowanie kluczem, bez tabliczki | http://datasheet.lovatoelectric.com/Rotary_cam_switches/POL/7GN2552U12.pdf | Rotary cam switch 7GN series, changeover switch 2 poles 25A, for front mounting without front plate with key operation for hole Ø22mm fixing | http://datasheet.lovatoelectric.com/Rotary_cam_switches/RON/7GN2552U12.pdf
7GN2552U47 |  |  | Rotary cam switch 7GN series, changeover switch 2 poles 25A, for snap on front mounting with black handle for hole Ø22mm fixing, front plate 48X48mm | http://datasheet.lovatoelectric.com/Rotary_cam_switches/ENG/7GN2552U47.pdf | Commutatore a camme serie 7GN, commutatore 2 poli da 25A in esecuzione per montaggio frontale con maniglia nera e fissaggio a scatto per foro diametro 22mm, mostrina 48X48mm | http://datasheet.lovatoelectric.com/Rotary_cam_switches/ITA/7GN2552U47.pdf | Łącznik krzywkowy serii 7GN, przełącznik sieci, 2 pola, 25A, do montażu tablicowego w otworze 22mm z czarnym pokrętłem, montowanym na zatrzask do korpusu i tabliczką 48x48mm | http://datasheet.lovatoelectric.com/Rotary_cam_switches/POL/7GN2552U47.pdf | Rotary cam switch 7GN series, changeover switch 2 poles 25A, for snap on front mounting with black handle for hole Ø22mm fixing, front plate 48X48mm | http://datasheet.lovatoelectric.com/Rotary_cam_switches/RON/7GN2552U47.pdf
7GN2553O |  |  | Rotary cam switch 7GN series, changeover switch 3 poles 25A, for rear mounting with black handle, front plate 48X48mm | http://datasheet.lovatoelectric.com/Rotary_cam_switches/ENG/7GN2553O.pdf | Commutatore a camme serie 7GN, commutatore 3 poli da 25A in esecuzione per montaggio a fondo quadro con maniglia nera, mostrina 48X48mm | http://datasheet.lovatoelectric.com/Rotary_cam_switches/ITA/7GN2553O.pdf | Łącznik krzywkowy serii 7GN, przełącznik sieci, 3 pola, 25A, do montażu wewnątrz szafy z czarnym pokrętłem i tabliczką 48x48mm | http://datasheet.lovatoelectric.com/Rotary_cam_switches/POL/7GN2553O.pdf | Rotary cam switch 7GN series, changeover switch 3 poles 25A, for rear mounting with black handle, front plate 48X48mm | http://datasheet.lovatoelectric.com/Rotary_cam_switches/RON/7GN2553O.pdf
7GN2553O48 |  |  | Rotary cam switch 7GN series, changeover switch 3 poles 25A, modular service cover for 35mm DIN reail mounting with black handle, front plate 45X54mm | http://datasheet.lovatoelectric.com/Rotary_cam_switches/ENG/7GN2553O48.pdf | Commutatore a camme serie 7GN, commutatore 3 poli da 25A in esecuzione modulare per montaggio su guida DIN con maniglia nera, mostrina 45X54mm | http://datasheet.lovatoelectric.com/Rotary_cam_switches/ITA/7GN2553O48.pdf | Łącznik krzywkowy serii 7GN, przełącznik sieci, 3 pola, 25A, wykonanie modułowe do montażu na szynie DIN 35mm, z czarnym pokrętłem i tabliczką 45x54mm | http://datasheet.lovatoelectric.com/Rotary_cam_switches/POL/7GN2553O48.pdf | Rotary cam switch 7GN series, changeover switch 3 poles 25A, modular service cover for 35mm DIN reail mounting with black handle, front plate 45X54mm | http://datasheet.lovatoelectric.com/Rotary_cam_switches/RON/7GN2553O48.pdf
7GN2553O98 |  |  |  | http://datasheet.lovatoelectric.com/Rotary_cam_switches/ENG/7GN2553O98.pdf |  | http://datasheet.lovatoelectric.com/Rotary_cam_switches/ITA/7GN2553O98.pdf |  | http://datasheet.lovatoelectric.com/Rotary_cam_switches/POL/7GN2553O98.pdf |  | http://datasheet.lovatoelectric.com/Rotary_cam_switches/RON/7GN2553O98.pdf
7GN2553P | 7GN2553P.jpg | http://datasheet.lovatoelectric.com/Rotary_cam_switches/products_images/7GN2553P.jpg | Enclosed rotary cam switch 7GN series, changeover switch 3 poles 25A in plastic enclosure 75X75mm with black handle | http://datasheet.lovatoelectric.com/Rotary_cam_switches/ENG/7GN2553P.pdf | Commutatore a camme serie 7GN, commutatore 3 poli da 25A in cassetta plastica 75X75mm con maniglia nera | http://datasheet.lovatoelectric.com/Rotary_cam_switches/ITA/7GN2553P.pdf | Łącznik krzywkowy serii 7GN, przełącznik sieci, 3 pola, 25A, w obudowie 75x75mm i czarnym pokrętłem | http://datasheet.lovatoelectric.com/Rotary_cam_switches/POL/7GN2553P.pdf | Enclosed rotary cam switch 7GN series, changeover switch 3 poles 25A in plastic enclosure 75X75mm with black handle | http://datasheet.lovatoelectric.com/Rotary_cam_switches/RON/7GN2553P.pdf
7GN2553P25 |  |  |  | http://datasheet.lovatoelectric.com/Rotary_cam_switches/ENG/7GN2553P25.pdf |  | http://datasheet.lovatoelectric.com/Rotary_cam_switches/ITA/7GN2553P25.pdf |  | http://datasheet.lovatoelectric.com/Rotary_cam_switches/POL/7GN2553P25.pdf |  | http://datasheet.lovatoelectric.com/Rotary_cam_switches/RON/7GN2553P25.pdf
7GN2553U |  |  | Rotary cam switch 7GN series, changeover switch 3 poles 25A, for front mounting with black handle, front plate 48X48mm | http://datasheet.lovatoelectric.com/Rotary_cam_switches/ENG/7GN2553U.pdf | Commutatore a camme serie 7GN, commutatore 3 poli da 25A in esecuzione per montaggio frontale con maniglia nera, mostrina 48X48mm | http://datasheet.lovatoelectric.com/Rotary_cam_switches/ITA/7GN2553U.pdf | Łącznik krzywkowy serii 7GN, przełącznik sieci, 3 pola, 25A, do montażu tablicowego, z czarnym pokrętłem i tabliczką 48x48mm | http://datasheet.lovatoelectric.com/Rotary_cam_switches/POL/7GN2553U.pdf | Rotary cam switch 7GN series, changeover switch 3 poles 25A, for front mounting with black handle, front plate 48X48mm | http://datasheet.lovatoelectric.com/Rotary_cam_switches/RON/7GN2553U.pdf
7GN2553U11 |  |  | Rotary cam switch 7GN series, changeover switch 3 poles 25A, for front mounting with black handle without front plate for hole Ø22mm fixing | http://datasheet.lovatoelectric.com/Rotary_cam_switches/ENG/7GN2553U11.pdf | Commutatore a camme serie 7GN, commutatore 3 poli da 25A in esecuzione per montaggio frontale con maniglia nera senza mostrina con fissaggio foro diametro 22mm | http://datasheet.lovatoelectric.com/Rotary_cam_switches/ITA/7GN2553U11.pdf | Łącznik krzywkowy serii 7GN, przełącznik sieci, 3 pola, 25A, do montażu tablicowego w otworze 22mm, z czarnym pokrętłem bez tabliczki | http://datasheet.lovatoelectric.com/Rotary_cam_switches/POL/7GN2553U11.pdf | Rotary cam switch 7GN series, changeover switch 3 poles 25A, for front mounting with black handle without front plate for hole Ø22mm fixing | http://datasheet.lovatoelectric.com/Rotary_cam_switches/RON/7GN2553U11.pdf
7GN2553U12 |  |  | Rotary cam switch 7GN series, changeover switch 3 poles 25A, for front mounting without front plate with key operation for hole Ø22mm fixing | http://datasheet.lovatoelectric.com/Rotary_cam_switches/ENG/7GN2553U12.pdf | Commutatore a camme serie 7GN, commutatore 3 poli da 25A in esecuzione per montaggio frontale senza mostrina con comando a chiave e fissaggio foro diametro 22mm | http://datasheet.lovatoelectric.com/Rotary_cam_switches/ITA/7GN2553U12.pdf | Łącznik krzywkowy serii 7GN, przełącznik sieci, 3 pola, 25A, do montażu tablicowego w otworze 22mm, sterowanie kluczem, bez tabliczki | http://datasheet.lovatoelectric.com/Rotary_cam_switches/POL/7GN2553U12.pdf | Rotary cam switch 7GN series, changeover switch 3 poles 25A, for front mounting without front plate with key operation for hole Ø22mm fixing | http://datasheet.lovatoelectric.com/Rotary_cam_switches/RON/7GN2553U12.pdf
7GN2553U47 |  |  | Rotary cam switch 7GN series, changeover switch 3 poles 25A, for snap on front mounting with black handle for hole Ø22mm fixing, front plate 48X48mm | http://datasheet.lovatoelectric.com/Rotary_cam_switches/ENG/7GN2553U47.pdf | Commutatore a camme serie 7GN, commutatore 3 poli da 25A in esecuzione per montaggio frontale con maniglia nera e fissaggio a scatto per foro diametro 22mm, mostrina 48X48mm | http://datasheet.lovatoelectric.com/Rotary_cam_switches/ITA/7GN2553U47.pdf | Łącznik krzywkowy serii 7GN, przełącznik sieci, 3 pola, 25A, do montażu tablicowego w otworze 22mm z czarnym pokrętłem, montowanym na zatrzask do korpusu i tabliczką 48x48mm | http://datasheet.lovatoelectric.com/Rotary_cam_switches/POL/7GN2553U47.pdf | Rotary cam switch 7GN series, changeover switch 3 poles 25A, for snap on front mounting with black handle for hole Ø22mm fixing, front plate 48X48mm | http://datasheet.lovatoelectric.com/Rotary_cam_switches/RON/7GN2553U47.pdf
7GN2553U65 |  |  |  | http://datasheet.lovatoelectric.com/Rotary_cam_switches/ENG/7GN2553U65.pdf |  | http://datasheet.lovatoelectric.com/Rotary_cam_switches/ITA/7GN2553U65.pdf |  | http://datasheet.lovatoelectric.com/Rotary_cam_switches/POL/7GN2553U65.pdf |  | http://datasheet.lovatoelectric.com/Rotary_cam_switches/RON/7GN2553U65.pdf
7GN2554O |  |  | Rotary cam switch 7GN series, changeover switch without 0, 1 pole 25A, for rear mounting with black handle, front plate 48X48mm | http://datasheet.lovatoelectric.com/Rotary_cam_switches/ENG/7GN2554O.pdf | Commutatore a camme serie 7GN, deviatore 1 polo da 25A in esecuzione per montaggio a fondo quadro con maniglia nera, mostrina 48X48mm | http://datasheet.lovatoelectric.com/Rotary_cam_switches/ITA/7GN2554O.pdf | Łącznik krzywkowy serii 7GN, przełącznik sieci bez 0, 1 pole, 25A, do montażu wewnątrz szafy z czarnym pokrętłem i tabliczką 48x48mm | http://datasheet.lovatoelectric.com/Rotary_cam_switches/POL/7GN2554O.pdf | Rotary cam switch 7GN series, changeover switch without 0, 1 pole 25A, for rear mounting with black handle, front plate 48X48mm | http://datasheet.lovatoelectric.com/Rotary_cam_switches/RON/7GN2554O.pdf
7GN2554O48 |  |  | Rotary cam switch 7GN series, changeover switch without 0, 1 pole 25A, modular service cover for 35mm DIN reail mounting with black handle, front plate 45X54mm | http://datasheet.lovatoelectric.com/Rotary_cam_switches/ENG/7GN2554O48.pdf | Commutatore a camme serie 7GN, deviatore 1 polo da 25A in esecuzione modulare per montaggio su guida DIN con maniglia nera, mostrina 45X54mm | http://datasheet.lovatoelectric.com/Rotary_cam_switches/ITA/7GN2554O48.pdf | Łącznik krzywkowy serii 7GN, przełącznik sieci bez 0, 1 pole, 25A, wykonanie modułowe do montażu na szynie DIN 35mm, z czarnym pokrętłem i tabliczką 45x54mm | http://datasheet.lovatoelectric.com/Rotary_cam_switches/POL/7GN2554O48.pdf | Rotary cam switch 7GN series, changeover switch without 0, 1 pole 25A, modular service cover for 35mm DIN reail mounting with black handle, front plate 45X54mm | http://datasheet.lovatoelectric.com/Rotary_cam_switches/RON/7GN2554O48.pdf
7GN2554P |  |  | Enclosed rotary cam switch 7GN series, changeover switch without 0, 1 pole 25A in plastic enclosure 75X75mm with black handle | http://datasheet.lovatoelectric.com/Rotary_cam_switches/ENG/7GN2554P.pdf | Commutatore a camme serie 7GN, deviatore 1 polo da 25A in cassetta plastica 75X75mm con maniglia nera | http://datasheet.lovatoelectric.com/Rotary_cam_switches/ITA/7GN2554P.pdf | Łącznik krzywkowy serii 7GN, przełącznik sieci bez 0, 1 pole, 25A, w obudowie 75x75mm i czarnym pokrętłem | http://datasheet.lovatoelectric.com/Rotary_cam_switches/POL/7GN2554P.pdf | Enclosed rotary cam switch 7GN series, changeover switch without 0, 1 pole 25A in plastic enclosure 75X75mm with black handle | http://datasheet.lovatoelectric.com/Rotary_cam_switches/RON/7GN2554P.pdf
7GN2554U |  |  | Rotary cam switch 7GN series, changeover switch without 0, 1 pole 25A, for front mounting with black handle, front plate 48X48mm | http://datasheet.lovatoelectric.com/Rotary_cam_switches/ENG/7GN2554U.pdf | Commutatore a camme serie 7GN, deviatore 1 polo da 25A in esecuzione per montaggio frontale con maniglia nera, mostrina 48X48mm | http://datasheet.lovatoelectric.com/Rotary_cam_switches/ITA/7GN2554U.pdf | Łącznik krzywkowy serii 7GN, przełącznik sieci bez 0, 1 pole, 25A, do montażu tablicowego, z czarnym pokrętłem i tabliczką 48x48mm | http://datasheet.lovatoelectric.com/Rotary_cam_switches/POL/7GN2554U.pdf | Rotary cam switch 7GN series, changeover switch without 0, 1 pole 25A, for front mounting with black handle, front plate 48X48mm | http://datasheet.lovatoelectric.com/Rotary_cam_switches/RON/7GN2554U.pdf
7GN2554U11 |  |  | Rotary cam switch 7GN series, changeover switch without 0, 1 pole 25A, for front mounting with black handle without front plate for hole Ø22mm fixing | http://datasheet.lovatoelectric.com/Rotary_cam_switches/ENG/7GN2554U11.pdf | Commutatore a camme serie 7GN, deviatore 1 polo da 25A in esecuzione per montaggio frontale con maniglia nera senza mostrina con fissaggio foro diametro 22mm | http://datasheet.lovatoelectric.com/Rotary_cam_switches/ITA/7GN2554U11.pdf | Łącznik krzywkowy serii 7GN, przełącznik sieci bez 0, 1 pole, 25A, do montażu tablicowego w otworze 22mm, z czarnym pokrętłem bez tabliczki | http://datasheet.lovatoelectric.com/Rotary_cam_switches/POL/7GN2554U11.pdf | Rotary cam switch 7GN series, changeover switch without 0, 1 pole 25A, for front mounting with black handle without front plate for hole Ø22mm fixing | http://datasheet.lovatoelectric.com/Rotary_cam_switches/RON/7GN2554U11.pdf
7GN2554U12 |  |  | Rotary cam switch 7GN series, changeover switch without 0, 1 pole 25A, for front mounting without front plate with key operation for hole Ø22mm fixing | http://datasheet.lovatoelectric.com/Rotary_cam_switches/ENG/7GN2554U12.pdf | Commutatore a camme serie 7GN, deviatore 1 polo da 25A in esecuzione per montaggio frontale senza mostrina con comando a chiave e fissaggio foro diametro 22mm | http://datasheet.lovatoelectric.com/Rotary_cam_switches/ITA/7GN2554U12.pdf | Łącznik krzywkowy serii 7GN, przełącznik sieci bez 0, 1 pole, 25A, do montażu tablicowego w otworze 22mm, sterowanie kluczem, bez tabliczki | http://datasheet.lovatoelectric.com/Rotary_cam_switches/POL/7GN2554U12.pdf | Rotary cam switch 7GN series, changeover switch without 0, 1 pole 25A, for front mounting without front plate with key operation for hole Ø22mm fixing | http://datasheet.lovatoelectric.com/Rotary_cam_switches/RON/7GN2554U12.pdf
7GN2554U47 |  |  | Rotary cam switch 7GN series, changeover switch without 0, 1 pole 25A, for snap on front mounting with black handle for hole Ø22mm fixing, front plate 48X48mm | http://datasheet.lovatoelectric.com/Rotary_cam_switches/ENG/7GN2554U47.pdf | Commutatore a camme serie 7GN, deviatore 1 polo da 25A in esecuzione per montaggio frontale con maniglia nera e fissaggio a scatto per foro diametro 22mm, mostrina 48X48mm | http://datasheet.lovatoelectric.com/Rotary_cam_switches/ITA/7GN2554U47.pdf | Łącznik krzywkowy serii 7GN, przełącznik sieci bez 0, 1 pole, 25A, do montażu tablicowego w otworze 22mm z czarnym pokrętłem, montowanym na zatrzask do korpusu i tabliczką 48x48mm | http://datasheet.lovatoelectric.com/Rotary_cam_switches/POL/7GN2554U47.pdf | Rotary cam switch 7GN series, changeover switch without 0, 1 pole 25A, for snap on front mounting with black handle for hole Ø22mm fixing, front plate 48X48mm | http://datasheet.lovatoelectric.com/Rotary_cam_switches/RON/7GN2554U47.pdf
7GN2555O |  |  | Rotary cam switch 7GN series, changeover switch without 0, 2 poles 25A, for rear mounting with black handle, front plate 48X48mm | http://datasheet.lovatoelectric.com/Rotary_cam_switches/ENG/7GN2555O.pdf | Commutatore a camme serie 7GN, deviatore 2 poli da 25A in esecuzione per montaggio a fondo quadro con maniglia nera, mostrina 48X48mm | http://datasheet.lovatoelectric.com/Rotary_cam_switches/ITA/7GN2555O.pdf | Łącznik krzywkowy serii 7GN, przełącznik sieci bez 0, 2 pola, 25A, do montażu wewnątrz szafy z czarnym pokrętłem i tabliczką 48x48mm | http://datasheet.lovatoelectric.com/Rotary_cam_switches/POL/7GN2555O.pdf | Rotary cam switch 7GN series, changeover switch without 0, 2 poles 25A, for rear mounting with black handle, front plate 48X48mm | http://datasheet.lovatoelectric.com/Rotary_cam_switches/RON/7GN2555O.pdf
7GN2555O48 |  |  | Rotary cam switch 7GN series, changeover switch without 0, 2 poles 25A, modular service cover for 35mm DIN reail mounting with black handle, front plate 45X54mm | http://datasheet.lovatoelectric.com/Rotary_cam_switches/ENG/7GN2555O48.pdf | Commutatore a camme serie 7GN, deviatore 2 poli da 25A in esecuzione modulare per montaggio su guida DIN con maniglia nera, mostrina 45X54mm | http://datasheet.lovatoelectric.com/Rotary_cam_switches/ITA/7GN2555O48.pdf | Łącznik krzywkowy serii 7GN, przełącznik sieci bez 0, 2 pola, 25A, wykonanie modułowe do montażu na szynie DIN 35mm, z czarnym pokrętłem i tabliczką 45x54mm | http://datasheet.lovatoelectric.com/Rotary_cam_switches/POL/7GN2555O48.pdf | Rotary cam switch 7GN series, changeover switch without 0, 2 poles 25A, modular service cover for 35mm DIN reail mounting with black handle, front plate 45X54mm | http://datasheet.lovatoelectric.com/Rotary_cam_switches/RON/7GN2555O48.pdf
7GN2555P |  |  | Enclosed rotary cam switch 7GN series, changeover switch without 0, 2 poles 25A in plastic enclosure 75X75mm with black handle | http://datasheet.lovatoelectric.com/Rotary_cam_switches/ENG/7GN2555P.pdf | Commutatore a camme serie 7GN, deviatore 2 poli da 25A in cassetta plastica 75X75mm con maniglia nera | http://datasheet.lovatoelectric.com/Rotary_cam_switches/ITA/7GN2555P.pdf | Łącznik krzywkowy serii 7GN, przełącznik sieci bez 0, 2 pola, 25A, w obudowie 75x75mm i czarnym pokrętłem | http://datasheet.lovatoelectric.com/Rotary_cam_switches/POL/7GN2555P.pdf | Enclosed rotary cam switch 7GN series, changeover switch without 0, 2 poles 25A in plastic enclosure 75X75mm with black handle | http://datasheet.lovatoelectric.com/Rotary_cam_switches/RON/7GN2555P.pdf
7GN2555U |  |  | Rotary cam switch 7GN series, changeover switch without 0, 2 poles 25A, for front mounting with black handle, front plate 48X48mm | http://datasheet.lovatoelectric.com/Rotary_cam_switches/ENG/7GN2555U.pdf | Commutatore a camme serie 7GN, deviatore 2 poli da 25A in esecuzione per montaggio frontale con maniglia nera, mostrina 48X48mm | http://datasheet.lovatoelectric.com/Rotary_cam_switches/ITA/7GN2555U.pdf | Łącznik krzywkowy serii 7GN, przełącznik sieci bez 0, 2 pola, 25A, do montażu tablicowego, z czarnym pokrętłem i tabliczką 48x48mm | http://datasheet.lovatoelectric.com/Rotary_cam_switches/POL/7GN2555U.pdf | Rotary cam switch 7GN series, changeover switch without 0, 2 poles 25A, for front mounting with black handle, front plate 48X48mm | http://datasheet.lovatoelectric.com/Rotary_cam_switches/RON/7GN2555U.pdf
7GN2555U11 |  |  | Rotary cam switch 7GN series, changeover switch without 0, 2 poles 25A, for front mounting with black handle without front plate for hole Ø22mm fixing | http://datasheet.lovatoelectric.com/Rotary_cam_switches/ENG/7GN2555U11.pdf | Commutatore a camme serie 7GN, deviatore 2 poli da 25A in esecuzione per montaggio frontale con maniglia nera senza mostrina con fissaggio foro diametro 22mm | http://datasheet.lovatoelectric.com/Rotary_cam_switches/ITA/7GN2555U11.pdf | Łącznik krzywkowy serii 7GN, przełącznik sieci bez 0, 2 pola, 25A, do montażu tablicowego w otworze 22mm, z czarnym pokrętłem bez tabliczki | http://datasheet.lovatoelectric.com/Rotary_cam_switches/POL/7GN2555U11.pdf | Rotary cam switch 7GN series, changeover switch without 0, 2 poles 25A, for front mounting with black handle without front plate for hole Ø22mm fixing | http://datasheet.lovatoelectric.com/Rotary_cam_switches/RON/7GN2555U11.pdf
7GN2555U12 |  |  | Rotary cam switch 7GN series, changeover switch without 0, 2 poles 25A, for front mounting without front plate with key operation for hole Ø22mm fixing | http://datasheet.lovatoelectric.com/Rotary_cam_switches/ENG/7GN2555U12.pdf | Commutatore a camme serie 7GN, deviatore 2 poli da 25A in esecuzione per montaggio frontale senza mostrina con comando a chiave e fissaggio foro diametro 22mm | http://datasheet.lovatoelectric.com/Rotary_cam_switches/ITA/7GN2555U12.pdf | Łącznik krzywkowy serii 7GN, przełącznik sieci bez 0, 2 pola, 25A, do montażu tablicowego w otworze 22mm, sterowanie kluczem, bez tabliczki | http://datasheet.lovatoelectric.com/Rotary_cam_switches/POL/7GN2555U12.pdf | Rotary cam switch 7GN series, changeover switch without 0, 2 poles 25A, for front mounting without front plate with key operation for hole Ø22mm fixing | http://datasheet.lovatoelectric.com/Rotary_cam_switches/RON/7GN2555U12.pdf
7GN2555U47 |  |  | Rotary cam switch 7GN series, changeover switch without 0, 2 poles 25A, for snap on front mounting with black handle for hole Ø22mm fixing, front plate 48X48mm | http://datasheet.lovatoelectric.com/Rotary_cam_switches/ENG/7GN2555U47.pdf | Commutatore a camme serie 7GN, deviatore 2 poli da 25A in esecuzione per montaggio frontale con maniglia nera e fissaggio a scatto per foro diametro 22mm, mostrina 48X48mm | http://datasheet.lovatoelectric.com/Rotary_cam_switches/ITA/7GN2555U47.pdf | Łącznik krzywkowy serii 7GN, przełącznik sieci bez 0, 2 pola, 25A, do montażu tablicowego w otworze 22mm z czarnym pokrętłem, montowanym na zatrzask do korpusu i tabliczką 48x48mm | http://datasheet.lovatoelectric.com/Rotary_cam_switches/POL/7GN2555U47.pdf | Rotary cam switch 7GN series, changeover switch without 0, 2 poles 25A, for snap on front mounting with black handle for hole Ø22mm fixing, front plate 48X48mm | http://datasheet.lovatoelectric.com/Rotary_cam_switches/RON/7GN2555U47.pdf
7GN2556O |  |  | Rotary cam switch 7GN series, changeover switch without 0, 3 poles 25A, for rear mounting with black handle, front plate 48X48mm | http://datasheet.lovatoelectric.com/Rotary_cam_switches/ENG/7GN2556O.pdf | Commutatore a camme serie 7GN, deviatore 3 poli da 25A in esecuzione per montaggio a fondo quadro con maniglia nera, mostrina 48X48mm | http://datasheet.lovatoelectric.com/Rotary_cam_switches/ITA/7GN2556O.pdf | Łącznik krzywkowy serii 7GN, przełącznik sieci bez 0, 3 pola, 25A, do montażu wewnątrz szafy z czarnym pokrętłem i tabliczką 48x48mm | http://datasheet.lovatoelectric.com/Rotary_cam_switches/POL/7GN2556O.pdf | Rotary cam switch 7GN series, changeover switch without 0, 3 poles 25A, for rear mounting with black handle, front plate 48X48mm | http://datasheet.lovatoelectric.com/Rotary_cam_switches/RON/7GN2556O.pdf
7GN2556O48 |  |  | Rotary cam switch 7GN series, changeover switch without 0, 3 poles 25A, modular service cover for 35mm DIN reail mounting with black handle, front plate 45X54mm | http://datasheet.lovatoelectric.com/Rotary_cam_switches/ENG/7GN2556O48.pdf | Commutatore a camme serie 7GN, deviatore 3 poli da 25A in esecuzione modulare per montaggio su guida DIN con maniglia nera, mostrina 45X54mm | http://datasheet.lovatoelectric.com/Rotary_cam_switches/ITA/7GN2556O48.pdf | Łącznik krzywkowy serii 7GN, przełącznik sieci bez 0, 3 pola, 25A, wykonanie modułowe do montażu na szynie DIN 35mm, z czarnym pokrętłem i tabliczką 45x54mm | http://datasheet.lovatoelectric.com/Rotary_cam_switches/POL/7GN2556O48.pdf | Rotary cam switch 7GN series, changeover switch without 0, 3 poles 25A, modular service cover for 35mm DIN reail mounting with black handle, front plate 45X54mm | http://datasheet.lovatoelectric.com/Rotary_cam_switches/RON/7GN2556O48.pdf
7GN2556P |  |  | Enclosed rotary cam switch 7GN series, changeover switch without 0, 3 poles 25A in plastic enclosure 75X75mm with black handle | http://datasheet.lovatoelectric.com/Rotary_cam_switches/ENG/7GN2556P.pdf | Commutatore a camme serie 7GN, deviatore 3 poli da 25A in cassetta plastica 75X75mm con maniglia nera | http://datasheet.lovatoelectric.com/Rotary_cam_switches/ITA/7GN2556P.pdf | Łącznik krzywkowy serii 7GN, przełącznik sieci bez 0, 3 pola, 25A, w obudowie 75x75mm i czarnym pokrętłem | http://datasheet.lovatoelectric.com/Rotary_cam_switches/POL/7GN2556P.pdf | Enclosed rotary cam switch 7GN series, changeover switch without 0, 3 poles 25A in plastic enclosure 75X75mm with black handle | http://datasheet.lovatoelectric.com/Rotary_cam_switches/RON/7GN2556P.pdf
7GN2556U |  |  | Rotary cam switch 7GN series, changeover switch without 0, 3 poles 25A, for front mounting with black handle, front plate 48X48mm | http://datasheet.lovatoelectric.com/Rotary_cam_switches/ENG/7GN2556U.pdf | Commutatore a camme serie 7GN, deviatore 3 poli da 25A in esecuzione per montaggio frontale con maniglia nera, mostrina 48X48mm | http://datasheet.lovatoelectric.com/Rotary_cam_switches/ITA/7GN2556U.pdf | Łącznik krzywkowy serii 7GN, przełącznik sieci bez 0, 3 pola, 25A, do montażu tablicowego, z czarnym pokrętłem i tabliczką 48x48mm | http://datasheet.lovatoelectric.com/Rotary_cam_switches/POL/7GN2556U.pdf | Rotary cam switch 7GN series, changeover switch without 0, 3 poles 25A, for front mounting with black handle, front plate 48X48mm | http://datasheet.lovatoelectric.com/Rotary_cam_switches/RON/7GN2556U.pdf
7GN2556U11 |  |  | Rotary cam switch 7GN series, changeover switch without 0, 3 poles 25A, for front mounting with black handle without front plate for hole Ø22mm fixing | http://datasheet.lovatoelectric.com/Rotary_cam_switches/ENG/7GN2556U11.pdf | Commutatore a camme serie 7GN, deviatore 3 poli da 25A in esecuzione per montaggio frontale con maniglia nera senza mostrina con fissaggio foro diametro 22mm | http://datasheet.lovatoelectric.com/Rotary_cam_switches/ITA/7GN2556U11.pdf | Łącznik krzywkowy serii 7GN, przełącznik sieci bez 0, 3 pola, 25A, do montażu tablicowego w otworze 22mm, z czarnym pokrętłem bez tabliczki | http://datasheet.lovatoelectric.com/Rotary_cam_switches/POL/7GN2556U11.pdf | Rotary cam switch 7GN series, changeover switch without 0, 3 poles 25A, for front mounting with black handle without front plate for hole Ø22mm fixing | http://datasheet.lovatoelectric.com/Rotary_cam_switches/RON/7GN2556U11.pdf
7GN2556U12 |  |  | Rotary cam switch 7GN series, changeover switch without 0, 3 poles 25A, for front mounting without front plate with key operation for hole Ø22mm fixing | http://datasheet.lovatoelectric.com/Rotary_cam_switches/ENG/7GN2556U12.pdf | Commutatore a camme serie 7GN, deviatore 3 poli da 25A in esecuzione per montaggio frontale senza mostrina con comando a chiave e fissaggio foro diametro 22mm | http://datasheet.lovatoelectric.com/Rotary_cam_switches/ITA/7GN2556U12.pdf | Łącznik krzywkowy serii 7GN, przełącznik sieci bez 0, 3 pola, 25A, do montażu tablicowego w otworze 22mm, sterowanie kluczem, bez tabliczki | http://datasheet.lovatoelectric.com/Rotary_cam_switches/POL/7GN2556U12.pdf | Rotary cam switch 7GN series, changeover switch without 0, 3 poles 25A, for front mounting without front plate with key operation for hole Ø22mm fixing | http://datasheet.lovatoelectric.com/Rotary_cam_switches/RON/7GN2556U12.pdf
7GN2556U47 |  |  | Rotary cam switch 7GN series, changeover switch without 0, 3 poles 25A, for snap on front mounting with black handle for hole Ø22mm fixing, front plate 48X48mm | http://datasheet.lovatoelectric.com/Rotary_cam_switches/ENG/7GN2556U47.pdf | Commutatore a camme serie 7GN, deviatore 3 poli da 25A in esecuzione per montaggio frontale con maniglia nera e fissaggio a scatto per foro diametro 22mm, mostrina 48X48mm | http://datasheet.lovatoelectric.com/Rotary_cam_switches/ITA/7GN2556U47.pdf | Łącznik krzywkowy serii 7GN, przełącznik sieci bez 0, 3 pola, 25A, do montażu tablicowego w otworze 22mm z czarnym pokrętłem, montowanym na zatrzask do korpusu i tabliczką 48x48mm | http://datasheet.lovatoelectric.com/Rotary_cam_switches/POL/7GN2556U47.pdf | Rotary cam switch 7GN series, changeover switch without 0, 3 poles 25A, for snap on front mounting with black handle for hole Ø22mm fixing, front plate 48X48mm | http://datasheet.lovatoelectric.com/Rotary_cam_switches/RON/7GN2556U47.pdf
7GN2566O |  |  | Rotary cam switch 7GN series, voltmeter switch for phase-neutral and phase-phase voltages 25A, for rear mounting with black handle, front plate 48X48mm | http://datasheet.lovatoelectric.com/Rotary_cam_switches/ENG/7GN2566O.pdf | Commutatore a camme serie 7GN, commutatore voltmetrico per tensioni di fase e concatenate da 25A in esecuzione per montaggio a fondo quadro con maniglia nera, mostrina 48X48mm | http://datasheet.lovatoelectric.com/Rotary_cam_switches/ITA/7GN2566O.pdf | Łącznik krzywkowy serii 7GN, przełącznik woltomierzy, napięcia fazowe i międzyfazowe, 25A, do montażu wewnątrz szafy z czarnym pokrętłem i tabliczką 48x48mm | http://datasheet.lovatoelectric.com/Rotary_cam_switches/POL/7GN2566O.pdf | Rotary cam switch 7GN series, voltmeter switch for phase-neutral and phase-phase voltages 25A, for rear mounting with black handle, front plate 48X48mm | http://datasheet.lovatoelectric.com/Rotary_cam_switches/RON/7GN2566O.pdf
7GN2566O48 |  |  | Rotary cam switch 7GN series, voltmeter switch for phase-neutral and phase-phase voltages 25A, modular service cover for 35mm DIN reail mounting with black handle, front plate 45X54mm | http://datasheet.lovatoelectric.com/Rotary_cam_switches/ENG/7GN2566O48.pdf | Commutatore a camme serie 7GN, commutatore voltmetrico per tensioni di fase e concatenate da 25A in esecuzione modulare per montaggio su guida DIN con maniglia nera, mostrina 45X54mm | http://datasheet.lovatoelectric.com/Rotary_cam_switches/ITA/7GN2566O48.pdf | Łącznik krzywkowy serii 7GN, przełącznik woltomierzy, napięcia fazowe i międzyfazowe, 25A, wykonanie modułowe do montażu na szynie DIN 35mm, z czarnym pokrętłem i tabliczką 45x54mm | http://datasheet.lovatoelectric.com/Rotary_cam_switches/POL/7GN2566O48.pdf | Rotary cam switch 7GN series, voltmeter switch for phase-neutral and phase-phase voltages 25A, modular service cover for 35mm DIN reail mounting with black handle, front plate 45X54mm | http://datasheet.lovatoelectric.com/Rotary_cam_switches/RON/7GN2566O48.pdf
7GN2566U |  |  | Rotary cam switch 7GN series, voltmeter switch for phase-neutral and phase-phase voltages 25A, for front mounting with black handle, front plate 48X48mm | http://datasheet.lovatoelectric.com/Rotary_cam_switches/ENG/7GN2566U.pdf | Commutatore a camme serie 7GN, commutatore voltmetrico per tensioni di fase e concatenate da 25A in esecuzione per montaggio frontale con maniglia nera, mostrina 48X48mm | http://datasheet.lovatoelectric.com/Rotary_cam_switches/ITA/7GN2566U.pdf | Łącznik krzywkowy serii 7GN, przełącznik woltomierzy, napięcia fazowe i międzyfazowe, 25A, do montażu tablicowego, z czarnym pokrętłem i tabliczką 48x48mm | http://datasheet.lovatoelectric.com/Rotary_cam_switches/POL/7GN2566U.pdf | Rotary cam switch 7GN series, voltmeter switch for phase-neutral and phase-phase voltages 25A, for front mounting with black handle, front plate 48X48mm | http://datasheet.lovatoelectric.com/Rotary_cam_switches/RON/7GN2566U.pdf
7GN2566U47 |  |  | Rotary cam switch 7GN series, voltmeter switch for phase-neutral and phase-phase voltages 25A, for snap on front mounting with black handle for hole Ø22mm fixing, front plate 48X48mm | http://datasheet.lovatoelectric.com/Rotary_cam_switches/ENG/7GN2566U47.pdf | Commutatore a camme serie 7GN, commutatore voltmetrico per tensioni di fase e concatenate da 25A in esecuzione per montaggio frontale con maniglia nera e fissaggio a scatto per foro diametro 22mm, mostrina 48X48mm | http://datasheet.lovatoelectric.com/Rotary_cam_switches/ITA/7GN2566U47.pdf | Łącznik krzywkowy serii 7GN, przełącznik woltomierzy, napięcia fazowe i międzyfazowe, 25A, do montażu tablicowego w otworze 22mm z czarnym pokrętłem, montowanym na zatrzask do korpusu i tabliczką 48x48mm | http://datasheet.lovatoelectric.com/Rotary_cam_switches/POL/7GN2566U47.pdf | Rotary cam switch 7GN series, voltmeter switch for phase-neutral and phase-phase voltages 25A, for snap on front mounting with black handle for hole Ø22mm fixing, front plate 48X48mm | http://datasheet.lovatoelectric.com/Rotary_cam_switches/RON/7GN2566U47.pdf
7GN2567O |  |  | Rotary cam switch 7GN series, voltmeter switch for phase-phase voltages 25A, for rear mounting with black handle, front plate 48X48mm | http://datasheet.lovatoelectric.com/Rotary_cam_switches/ENG/7GN2567O.pdf | Commutatore a camme serie 7GN, commutatore voltmetrico per tensioni concatenate da 25A in esecuzione per montaggio a fondo quadro con maniglia nera, mostrina 48X48mm | http://datasheet.lovatoelectric.com/Rotary_cam_switches/ITA/7GN2567O.pdf | Łącznik krzywkowy serii 7GN, przełącznik woltomierzy, napięcia międzyfazowe, 25A, do montażu wewnątrz szafy z czarnym pokrętłem i tabliczką 48x48mm | http://datasheet.lovatoelectric.com/Rotary_cam_switches/POL/7GN2567O.pdf | Rotary cam switch 7GN series, voltmeter switch for phase-phase voltages 25A, for rear mounting with black handle, front plate 48X48mm | http://datasheet.lovatoelectric.com/Rotary_cam_switches/RON/7GN2567O.pdf
7GN2567O48 |  |  | Rotary cam switch 7GN series, voltmeter switch for phase-phase voltages 25A, modular service cover for 35mm DIN reail mounting with black handle, front plate 45X54mm | http://datasheet.lovatoelectric.com/Rotary_cam_switches/ENG/7GN2567O48.pdf | Commutatore a camme serie 7GN, commutatore voltmetrico per tensioni concatenate da 25A in esecuzione modulare per montaggio su guida DIN con maniglia nera, mostrina 45X54mm | http://datasheet.lovatoelectric.com/Rotary_cam_switches/ITA/7GN2567O48.pdf | Łącznik krzywkowy serii 7GN, przełącznik woltomierzy, napięcia międzyfazowe, 25A, wykonanie modułowe do montażu na szynie DIN 35mm, z czarnym pokrętłem i tabliczką 45x54mm | http://datasheet.lovatoelectric.com/Rotary_cam_switches/POL/7GN2567O48.pdf | Rotary cam switch 7GN series, voltmeter switch for phase-phase voltages 25A, modular service cover for 35mm DIN reail mounting with black handle, front plate 45X54mm | http://datasheet.lovatoelectric.com/Rotary_cam_switches/RON/7GN2567O48.pdf
7GN2567U |  |  | Rotary cam switch 7GN series, voltmeter switch for phase-phase voltages 25A, for front mounting with black handle, front plate 48X48mm | http://datasheet.lovatoelectric.com/Rotary_cam_switches/ENG/7GN2567U.pdf | Commutatore a camme serie 7GN, commutatore voltmetrico per tensioni concatenate da 25A in esecuzione per montaggio frontale con maniglia nera, mostrina 48X48mm | http://datasheet.lovatoelectric.com/Rotary_cam_switches/ITA/7GN2567U.pdf | Łącznik krzywkowy serii 7GN, przełącznik woltomierzy, napięcia międzyfazowe, 25A, do montażu tablicowego, z czarnym pokrętłem i tabliczką 48x48mm | http://datasheet.lovatoelectric.com/Rotary_cam_switches/POL/7GN2567U.pdf | Rotary cam switch 7GN series, voltmeter switch for phase-phase voltages 25A, for front mounting with black handle, front plate 48X48mm | http://datasheet.lovatoelectric.com/Rotary_cam_switches/RON/7GN2567U.pdf
7GN2567U47 |  |  | Rotary cam switch 7GN series, voltmeter switch for phase-phase voltages 25A, for snap on front mounting with black handle for hole Ø22mm fixing, front plate 48X48mm | http://datasheet.lovatoelectric.com/Rotary_cam_switches/ENG/7GN2567U47.pdf | Commutatore a camme serie 7GN, commutatore voltmetrico per tensioni concatenate da 25A in esecuzione per montaggio frontale con maniglia nera e fissaggio a scatto per foro diametro 22mm, mostrina 48X48mm | http://datasheet.lovatoelectric.com/Rotary_cam_switches/ITA/7GN2567U47.pdf | Łącznik krzywkowy serii 7GN, przełącznik woltomierzy, napięcia międzyfazowe, 25A, do montażu tablicowego w otworze 22mm z czarnym pokrętłem, montowanym na zatrzask do korpusu i tabliczką 48x48mm | http://datasheet.lovatoelectric.com/Rotary_cam_switches/POL/7GN2567U47.pdf | Rotary cam switch 7GN series, voltmeter switch for phase-phase voltages 25A, for snap on front mounting with black handle for hole Ø22mm fixing, front plate 48X48mm | http://datasheet.lovatoelectric.com/Rotary_cam_switches/RON/7GN2567U47.pdf
7GN2568O |  |  | Rotary cam switch 7GN series, voltmeter switch for phase-neutral voltages 25A, for rear mounting with black handle, front plate 48X48mm | http://datasheet.lovatoelectric.com/Rotary_cam_switches/ENG/7GN2568O.pdf | Commutatore a camme serie 7GN, commutatore voltmetrico per tensioni di fase da 25A in esecuzione per montaggio a fondo quadro con maniglia nera, mostrina 48X48mm | http://datasheet.lovatoelectric.com/Rotary_cam_switches/ITA/7GN2568O.pdf | Łącznik krzywkowy serii 7GN, przełącznik woltomierzy, napięcia fazowe, 25A, do montażu wewnątrz szafy z czarnym pokrętłem i tabliczką 48x48mm | http://datasheet.lovatoelectric.com/Rotary_cam_switches/POL/7GN2568O.pdf | Rotary cam switch 7GN series, voltmeter switch for phase-neutral voltages 25A, for rear mounting with black handle, front plate 48X48mm | http://datasheet.lovatoelectric.com/Rotary_cam_switches/RON/7GN2568O.pdf
7GN2568O48 |  |  | Rotary cam switch 7GN series, voltmeter switch phase-neutral voltages 25A, modular service cover for 35mm DIN reail mounting with black handle, front plate 45X54mm | http://datasheet.lovatoelectric.com/Rotary_cam_switches/ENG/7GN2568O48.pdf | Commutatore a camme serie 7GN, commutatore voltmetrico per tensioni di fase da 25A in esecuzione modulare per montaggio su guida DIN con maniglia nera, mostrina 45X54mm | http://datasheet.lovatoelectric.com/Rotary_cam_switches/ITA/7GN2568O48.pdf | Łącznik krzywkowy serii 7GN, przełącznik woltomierzy, napięcia fazowe, 25A, wykonanie modułowe do montażu na szynie DIN 35mm, z czarnym pokrętłem i tabliczką 45x54mm | http://datasheet.lovatoelectric.com/Rotary_cam_switches/POL/7GN2568O48.pdf | Rotary cam switch 7GN series, voltmeter switch phase-neutral voltages 25A, modular service cover for 35mm DIN reail mounting with black handle, front plate 45X54mm | http://datasheet.lovatoelectric.com/Rotary_cam_switches/RON/7GN2568O48.pdf
7GN2568U |  |  | Rotary cam switch 7GN series, voltmeter switch for phase-neutral voltages 25A, for front mounting with black handle, front plate 48X48mm | http://datasheet.lovatoelectric.com/Rotary_cam_switches/ENG/7GN2568U.pdf | Commutatore a camme serie 7GN, commutatore voltmetrico per tensioni cdi fase da 25A in esecuzione per montaggio frontale con maniglia nera, mostrina 48X48mm | http://datasheet.lovatoelectric.com/Rotary_cam_switches/ITA/7GN2568U.pdf | Łącznik krzywkowy serii 7GN, przełącznik woltomierzy, napięcia fazowe, 25A, do montażu tablicowego, z czarnym pokrętłem i tabliczką 48x48mm | http://datasheet.lovatoelectric.com/Rotary_cam_switches/POL/7GN2568U.pdf | Rotary cam switch 7GN series, voltmeter switch for phase-neutral voltages 25A, for front mounting with black handle, front plate 48X48mm | http://datasheet.lovatoelectric.com/Rotary_cam_switches/RON/7GN2568U.pdf
7GN2568U47 |  |  | Rotary cam switch 7GN series, voltmeter switch for phase-neutral voltages 25A, for snap on front mounting with black handle for hole Ø22mm fixing, front plate 48X48mm | http://datasheet.lovatoelectric.com/Rotary_cam_switches/ENG/7GN2568U47.pdf | Commutatore a camme serie 7GN, commutatore voltmetrico per tensioni di fase da 25A in esecuzione per montaggio frontale con maniglia nera e fissaggio a scatto per foro diametro 22mm, mostrina 48X48mm | http://datasheet.lovatoelectric.com/Rotary_cam_switches/ITA/7GN2568U47.pdf | Łącznik krzywkowy serii 7GN, przełącznik woltomierzy, napięcia fazowe, 25A, do montażu tablicowego w otworze 22mm z czarnym pokrętłem, montowanym na zatrzask do korpusu i tabliczką 48x48mm | http://datasheet.lovatoelectric.com/Rotary_cam_switches/POL/7GN2568U47.pdf | Rotary cam switch 7GN series, voltmeter switch for phase-neutral voltages 25A, for snap on front mounting with black handle for hole Ø22mm fixing, front plate 48X48mm | http://datasheet.lovatoelectric.com/Rotary_cam_switches/RON/7GN2568U47.pdf
7GN2569O |  |  | Rotary cam switch 7GN series, changeover switch without 0, 4 poles 25A, for rear mounting with black handle, front plate 48X48mm | http://datasheet.lovatoelectric.com/Rotary_cam_switches/ENG/7GN2569O.pdf | Commutatore a camme serie 7GN, deviatore 4 poli da 25A in esecuzione per montaggio a fondo quadro con maniglia nera, mostrina 48X48mm | http://datasheet.lovatoelectric.com/Rotary_cam_switches/ITA/7GN2569O.pdf | Łącznik krzywkowy serii 7GN, przełącznik sieci bez 0, 4 pola, 25A, do montażu wewnątrz szafy z czarnym pokrętłem i tabliczką 48x48mm | http://datasheet.lovatoelectric.com/Rotary_cam_switches/POL/7GN2569O.pdf | Rotary cam switch 7GN series, changeover switch without 0, 4 poles 25A, for rear mounting with black handle, front plate 48X48mm | http://datasheet.lovatoelectric.com/Rotary_cam_switches/RON/7GN2569O.pdf
7GN2569O48 |  |  | Rotary cam switch 7GN series, changeover switch without 0, 4 poles 25A, modular service cover for 35mm DIN reail mounting with black handle, front plate 45X54mm | http://datasheet.lovatoelectric.com/Rotary_cam_switches/ENG/7GN2569O48.pdf | Commutatore a camme serie 7GN, deviatore 4 poli da 25A in esecuzione modulare per montaggio su guida DIN con maniglia nera, mostrina 45X54mm | http://datasheet.lovatoelectric.com/Rotary_cam_switches/ITA/7GN2569O48.pdf | Łącznik krzywkowy serii 7GN, przełącznik sieci bez 0, 4 pola, 25A, wykonanie modułowe do montażu na szynie DIN 35mm, z czarnym pokrętłem i tabliczką 45x54mm | http://datasheet.lovatoelectric.com/Rotary_cam_switches/POL/7GN2569O48.pdf | Rotary cam switch 7GN series, changeover switch without 0, 4 poles 25A, modular service cover for 35mm DIN reail mounting with black handle, front plate 45X54mm | http://datasheet.lovatoelectric.com/Rotary_cam_switches/RON/7GN2569O48.pdf
7GN2569P |  |  | Enclosed rotary cam switch 7GN series, changeover switch without 0, 4 poles 25A in plastic enclosure 75X75mm with black handle | http://datasheet.lovatoelectric.com/Rotary_cam_switches/ENG/7GN2569P.pdf | Commutatore a camme serie 7GN, deviatore 4 poli da 25A in cassetta plastica 75X75mm con maniglia nera | http://datasheet.lovatoelectric.com/Rotary_cam_switches/ITA/7GN2569P.pdf | Łącznik krzywkowy serii 7GN, przełącznik sieci bez 0, 4 pola, 25A, w obudowie 75x75mm i czarnym pokrętłem | http://datasheet.lovatoelectric.com/Rotary_cam_switches/POL/7GN2569P.pdf | Enclosed rotary cam switch 7GN series, changeover switch without 0, 4 poles 25A in plastic enclosure 75X75mm with black handle | http://datasheet.lovatoelectric.com/Rotary_cam_switches/RON/7GN2569P.pdf
7GN2569U |  |  | Rotary cam switch 7GN series, changeover switch without 0, 4 poles 25A, for front mounting with black handle, front plate 48X48mm | http://datasheet.lovatoelectric.com/Rotary_cam_switches/ENG/7GN2569U.pdf | Commutatore a camme serie 7GN, deviatore 4 poli da 25A in esecuzione per montaggio frontale con maniglia nera, mostrina 48X48mm | http://datasheet.lovatoelectric.com/Rotary_cam_switches/ITA/7GN2569U.pdf | Łącznik krzywkowy serii 7GN, przełącznik sieci bez 0, 4 pola, 25A, do montażu tablicowego, z czarnym pokrętłem i tabliczką 48x48mm | http://datasheet.lovatoelectric.com/Rotary_cam_switches/POL/7GN2569U.pdf | Rotary cam switch 7GN series, changeover switch without 0, 4 poles 25A, for front mounting with black handle, front plate 48X48mm | http://datasheet.lovatoelectric.com/Rotary_cam_switches/RON/7GN2569U.pdf
7GN2569U11 |  |  | Rotary cam switch 7GN series, changeover switch without 0, 4 poles 25A, for front mounting with black handle without front plate for hole Ø22mm fixing | http://datasheet.lovatoelectric.com/Rotary_cam_switches/ENG/7GN2569U11.pdf | Commutatore a camme serie 7GN, deviatore 4 poli da 25A in esecuzione per montaggio frontale con maniglia nera senza mostrina con fissaggio foro diametro 22mm | http://datasheet.lovatoelectric.com/Rotary_cam_switches/ITA/7GN2569U11.pdf | Łącznik krzywkowy serii 7GN, przełącznik sieci bez 0, 4 pola, 25A, do montażu tablicowego w otworze 22mm, z czarnym pokrętłem bez tabliczki | http://datasheet.lovatoelectric.com/Rotary_cam_switches/POL/7GN2569U11.pdf | Rotary cam switch 7GN series, changeover switch without 0, 4 poles 25A, for front mounting with black handle without front plate for hole Ø22mm fixing | http://datasheet.lovatoelectric.com/Rotary_cam_switches/RON/7GN2569U11.pdf
7GN2569U12 |  |  | Rotary cam switch 7GN series, changeover switch without 0, 4 poles 25A, for front mounting without front plate with key operation for hole Ø22mm fixing | http://datasheet.lovatoelectric.com/Rotary_cam_switches/ENG/7GN2569U12.pdf | Commutatore a camme serie 7GN, deviatore 4 poli da 25A in esecuzione per montaggio frontale senza mostrina con comando a chiave e fissaggio foro diametro 22mm | http://datasheet.lovatoelectric.com/Rotary_cam_switches/ITA/7GN2569U12.pdf | Łącznik krzywkowy serii 7GN, przełącznik sieci bez 0, 4 pola, 25A, do montażu tablicowego w otworze 22mm, sterowanie kluczem, bez tabliczki | http://datasheet.lovatoelectric.com/Rotary_cam_switches/POL/7GN2569U12.pdf | Rotary cam switch 7GN series, changeover switch without 0, 4 poles 25A, for front mounting without front plate with key operation for hole Ø22mm fixing | http://datasheet.lovatoelectric.com/Rotary_cam_switches/RON/7GN2569U12.pdf
7GN2569U47 |  |  | Rotary cam switch 7GN series, changeover switch without 0, 4 poles 25A, for snap on front mounting with black handle for hole Ø22mm fixing, front plate 48X48mm | http://datasheet.lovatoelectric.com/Rotary_cam_switches/ENG/7GN2569U47.pdf | Commutatore a camme serie 7GN, deviatore 4 poli da 25A in esecuzione per montaggio frontale con maniglia nera e fissaggio a scatto per foro diametro 22mm, mostrina 48X48mm | http://datasheet.lovatoelectric.com/Rotary_cam_switches/ITA/7GN2569U47.pdf | Łącznik krzywkowy serii 7GN, przełącznik sieci bez 0, 4 pola, 25A, do montażu tablicowego w otworze 22mm z czarnym pokrętłem, montowanym na zatrzask do korpusu i tabliczką 48x48mm | http://datasheet.lovatoelectric.com/Rotary_cam_switches/POL/7GN2569U47.pdf | Rotary cam switch 7GN series, changeover switch without 0, 4 poles 25A, for snap on front mounting with black handle for hole Ø22mm fixing, front plate 48X48mm | http://datasheet.lovatoelectric.com/Rotary_cam_switches/RON/7GN2569U47.pdf
7GN2575O |  |  | Rotary cam switch 7GN series, changeover switch 4 poles 25A, for rear mounting with black handle, front plate 48X48mm | http://datasheet.lovatoelectric.com/Rotary_cam_switches/ENG/7GN2575O.pdf | Commutatore a camme serie 7GN, commutatore 4 poli da 25A in esecuzione per montaggio a fondo quadro con maniglia nera, mostrina 48X48mm | http://datasheet.lovatoelectric.com/Rotary_cam_switches/ITA/7GN2575O.pdf | Łącznik krzywkowy serii 7GN, przełącznik sieci, 4 pola, 25A, do montażu wewnątrz szafy z czarnym pokrętłem i tabliczką 48x48mm | http://datasheet.lovatoelectric.com/Rotary_cam_switches/POL/7GN2575O.pdf | Rotary cam switch 7GN series, changeover switch 4 poles 25A, for rear mounting with black handle, front plate 48X48mm | http://datasheet.lovatoelectric.com/Rotary_cam_switches/RON/7GN2575O.pdf
7GN2575O48 |  |  | Rotary cam switch 7GN series, changeover switch 4 poles 25A, modular service cover for 35mm DIN reail mounting with black handle, front plate 45X54mm | http://datasheet.lovatoelectric.com/Rotary_cam_switches/ENG/7GN2575O48.pdf | Commutatore a camme serie 7GN, commutatore 4 poli da 25A in esecuzione modulare per montaggio su guida DIN con maniglia nera, mostrina 45X54mm | http://datasheet.lovatoelectric.com/Rotary_cam_switches/ITA/7GN2575O48.pdf | Łącznik krzywkowy serii 7GN, przełącznik sieci, 4 pola, 25A, wykonanie modułowe do montażu na szynie DIN 35mm, z czarnym pokrętłem i tabliczką 45x54mm | http://datasheet.lovatoelectric.com/Rotary_cam_switches/POL/7GN2575O48.pdf | Rotary cam switch 7GN series, changeover switch 4 poles 25A, modular service cover for 35mm DIN reail mounting with black handle, front plate 45X54mm | http://datasheet.lovatoelectric.com/Rotary_cam_switches/RON/7GN2575O48.pdf
7GN2575P |  |  | Enclosed rotary cam switch 7GN series, changeover switch 4 poles 25A in plastic enclosure 75X75mm with black handle | http://datasheet.lovatoelectric.com/Rotary_cam_switches/ENG/7GN2575P.pdf | Commutatore a camme serie 7GN, commutatore 4 poli da 25A in cassetta plastica 75X75mm con maniglia nera | http://datasheet.lovatoelectric.com/Rotary_cam_switches/ITA/7GN2575P.pdf | Łącznik krzywkowy serii 7GN, przełącznik sieci, 4 pola, 25A, w obudowie 75x75mm i czarnym pokrętłem | http://datasheet.lovatoelectric.com/Rotary_cam_switches/POL/7GN2575P.pdf | Enclosed rotary cam switch 7GN series, changeover switch 4 poles 25A in plastic enclosure 75X75mm with black handle | http://datasheet.lovatoelectric.com/Rotary_cam_switches/RON/7GN2575P.pdf
7GN2575U |  |  | Rotary cam switch 7GN series, changeover switch 4 poles 25A, for front mounting with black handle, front plate 48X48mm | http://datasheet.lovatoelectric.com/Rotary_cam_switches/ENG/7GN2575U.pdf | Commutatore a camme serie 7GN, commutatore 4 poli da 25A in esecuzione per montaggio frontale con maniglia nera, mostrina 48X48mm | http://datasheet.lovatoelectric.com/Rotary_cam_switches/ITA/7GN2575U.pdf | Łącznik krzywkowy serii 7GN, przełącznik sieci, 4 pola, 25A, do montażu tablicowego, z czarnym pokrętłem i tabliczką 48x48mm | http://datasheet.lovatoelectric.com/Rotary_cam_switches/POL/7GN2575U.pdf | Rotary cam switch 7GN series, changeover switch 4 poles 25A, for front mounting with black handle, front plate 48X48mm | http://datasheet.lovatoelectric.com/Rotary_cam_switches/RON/7GN2575U.pdf
7GN2575U11 |  |  | Rotary cam switch 7GN series, changeover switch 4 poles 25A, for front mounting with black handle without front plate for hole Ø22mm fixing | http://datasheet.lovatoelectric.com/Rotary_cam_switches/ENG/7GN2575U11.pdf | Commutatore a camme serie 7GN, commutatore 4 poli da 25A in esecuzione per montaggio frontale con maniglia nera senza mostrina con fissaggio foro diametro 22mm | http://datasheet.lovatoelectric.com/Rotary_cam_switches/ITA/7GN2575U11.pdf | Łącznik krzywkowy serii 7GN, przełącznik sieci, 4 pola, 25A, do montażu tablicowego w otworze 22mm, z czarnym pokrętłem bez tabliczki | http://datasheet.lovatoelectric.com/Rotary_cam_switches/POL/7GN2575U11.pdf | Rotary cam switch 7GN series, changeover switch 4 poles 25A, for front mounting with black handle without front plate for hole Ø22mm fixing | http://datasheet.lovatoelectric.com/Rotary_cam_switches/RON/7GN2575U11.pdf
7GN2575U12 |  |  | Rotary cam switch 7GN series, changeover switch 4 poles 25A, for front mounting without front plate with key operation for hole Ø22mm fixing | http://datasheet.lovatoelectric.com/Rotary_cam_switches/ENG/7GN2575U12.pdf | Commutatore a camme serie 7GN, commutatore 4 poli da 25A in esecuzione per montaggio frontale senza mostrina con comando a chiave e fissaggio foro diametro 22mm | http://datasheet.lovatoelectric.com/Rotary_cam_switches/ITA/7GN2575U12.pdf | Łącznik krzywkowy serii 7GN, przełącznik sieci, 4 pola, 25A, do montażu tablicowego w otworze 22mm, sterowanie kluczem, bez tabliczki | http://datasheet.lovatoelectric.com/Rotary_cam_switches/POL/7GN2575U12.pdf | Rotary cam switch 7GN series, changeover switch 4 poles 25A, for front mounting without front plate with key operation for hole Ø22mm fixing | http://datasheet.lovatoelectric.com/Rotary_cam_switches/RON/7GN2575U12.pdf
7GN2575U47 |  |  | Rotary cam switch 7GN series, changeover switch 4 poles 25A, for snap on front mounting with black handle for hole Ø22mm fixing, front plate 48X48mm | http://datasheet.lovatoelectric.com/Rotary_cam_switches/ENG/7GN2575U47.pdf | Commutatore a camme serie 7GN, commutatore 4 poli da 25A in esecuzione per montaggio frontale con maniglia nera e fissaggio a scatto per foro diametro 22mm, mostrina 48X48mm | http://datasheet.lovatoelectric.com/Rotary_cam_switches/ITA/7GN2575U47.pdf | Łącznik krzywkowy serii 7GN, przełącznik sieci, 4 pola, 25A, do montażu tablicowego w otworze 22mm z czarnym pokrętłem, montowanym na zatrzask do korpusu i tabliczką 48x48mm | http://datasheet.lovatoelectric.com/Rotary_cam_switches/POL/7GN2575U47.pdf | Rotary cam switch 7GN series, changeover switch 4 poles 25A, for snap on front mounting with black handle for hole Ø22mm fixing, front plate 48X48mm | http://datasheet.lovatoelectric.com/Rotary_cam_switches/RON/7GN2575U47.pdf
7GN2582O |  |  | Rotary cam switch 7GN series, multi-step 1-2-3, 1 pole 25A, for rear mounting with black handle, front plate 48X48mm | http://datasheet.lovatoelectric.com/Rotary_cam_switches/ENG/7GN2582O.pdf | Commutatore a camme serie 7GN, multivia 1-2-3 1 polo da 25A in esecuzione per montaggio a fondo quadro con maniglia nera, mostrina 48X48mm | http://datasheet.lovatoelectric.com/Rotary_cam_switches/ITA/7GN2582O.pdf | Łącznik krzywkowy serii 7GN, wielopozycyjny 1-2-3, 1 pole, 25A, do montażu wewnątrz szafy z czarnym pokrętłem i tabliczką 48x48mm | http://datasheet.lovatoelectric.com/Rotary_cam_switches/POL/7GN2582O.pdf | Rotary cam switch 7GN series, multi-step 1-2-3, 1 pole 25A, for rear mounting with black handle, front plate 48X48mm | http://datasheet.lovatoelectric.com/Rotary_cam_switches/RON/7GN2582O.pdf
7GN2582O48 |  |  | Rotary cam switch 7GN series, multi-step 1-2-3, 1 pole 25A, modular service cover for 35mm DIN reail mounting with black handle, front plate 45X54mm | http://datasheet.lovatoelectric.com/Rotary_cam_switches/ENG/7GN2582O48.pdf | Commutatore a camme serie 7GN, multivia 1-2-3 1 polo da 25A in esecuzione modulare per montaggio su guida DIN con maniglia nera, mostrina 45X54mm | http://datasheet.lovatoelectric.com/Rotary_cam_switches/ITA/7GN2582O48.pdf | Łącznik krzywkowy serii 7GN, wielopozycyjny 1-2-3, 1 pole, 25A, wykonanie modułowe do montażu na szynie DIN 35mm, z czarnym pokrętłem i tabliczką 45x54mm | http://datasheet.lovatoelectric.com/Rotary_cam_switches/POL/7GN2582O48.pdf | Rotary cam switch 7GN series, multi-step 1-2-3, 1 pole 25A, modular service cover for 35mm DIN reail mounting with black handle, front plate 45X54mm | http://datasheet.lovatoelectric.com/Rotary_cam_switches/RON/7GN2582O48.pdf
7GN2582P |  |  | Enclosed rotary cam switch 7GN series, multi-step 1-2-3, 1 pole 25A in plastic enclosure 75X75mm with black handle | http://datasheet.lovatoelectric.com/Rotary_cam_switches/ENG/7GN2582P.pdf | Commutatore a camme serie 7GN, multivia 1-2-3 1 polo da 25A in cassetta plastica 75X75mm con maniglia nera | http://datasheet.lovatoelectric.com/Rotary_cam_switches/ITA/7GN2582P.pdf | Łącznik krzywkowy serii 7GN, wielopozycyjny 1-2-3, 1 pole, 25A, w obudowie 75x75mm i czarnym pokrętłem | http://datasheet.lovatoelectric.com/Rotary_cam_switches/POL/7GN2582P.pdf | Enclosed rotary cam switch 7GN series, multi-step 1-2-3, 1 pole 25A in plastic enclosure 75X75mm with black handle | http://datasheet.lovatoelectric.com/Rotary_cam_switches/RON/7GN2582P.pdf
7GN2582U |  |  | Rotary cam switch 7GN series, multi-step 1-2-3, 1 pole 25A, for front mounting with black handle, front plate 48X48mm | http://datasheet.lovatoelectric.com/Rotary_cam_switches/ENG/7GN2582U.pdf | Commutatore a camme serie 7GN, multivia 1-2-3 1 polo da 25A in esecuzione per montaggio frontale con maniglia nera, mostrina 48X48mm | http://datasheet.lovatoelectric.com/Rotary_cam_switches/ITA/7GN2582U.pdf | Łącznik krzywkowy serii 7GN, wielopozycyjny 1-2-3, 1 pole, 25A, do montażu tablicowego, z czarnym pokrętłem i tabliczką 48x48mm | http://datasheet.lovatoelectric.com/Rotary_cam_switches/POL/7GN2582U.pdf | Rotary cam switch 7GN series, multi-step 1-2-3, 1 pole 25A, for front mounting with black handle, front plate 48X48mm | http://datasheet.lovatoelectric.com/Rotary_cam_switches/RON/7GN2582U.pdf
7GN2582U47 |  |  | Rotary cam switch 7GN series, multi-step 1-2-3, 1 pole 25A, for snap on front mounting with black handle for hole Ø22mm fixing, front plate 48X48mm | http://datasheet.lovatoelectric.com/Rotary_cam_switches/ENG/7GN2582U47.pdf | Commutatore a camme serie 7GN, multivia 1-2-3 1 polo da 25A in esecuzione per montaggio frontale con maniglia nera e fissaggio a scatto per foro diametro 22mm, mostrina 48X48mm | http://datasheet.lovatoelectric.com/Rotary_cam_switches/ITA/7GN2582U47.pdf | Łącznik krzywkowy serii 7GN, wielopozycyjny 1-2-3, 1 pole, 25A, do montażu tablicowego w otworze 22mm z czarnym pokrętłem, montowanym na zatrzask do korpusu i tabliczką 48x48mm | http://datasheet.lovatoelectric.com/Rotary_cam_switches/POL/7GN2582U47.pdf | Rotary cam switch 7GN series, multi-step 1-2-3, 1 pole 25A, for snap on front mounting with black handle for hole Ø22mm fixing, front plate 48X48mm | http://datasheet.lovatoelectric.com/Rotary_cam_switches/RON/7GN2582U47.pdf
7GN2583O |  |  | Rotary cam switch 7GN series, multi-step 1-2-3-4, 1 pole 25A, for rear mounting with black handle, front plate 48X48mm | http://datasheet.lovatoelectric.com/Rotary_cam_switches/ENG/7GN2583O.pdf | Commutatore a camme serie 7GN, multivia 1-2-3-4 1 polo da 25A in esecuzione per montaggio a fondo quadro con maniglia nera, mostrina 48X48mm | http://datasheet.lovatoelectric.com/Rotary_cam_switches/ITA/7GN2583O.pdf | Łącznik krzywkowy serii 7GN, wielopozycyjny 1-2-3-4, 1 pole, 25A, do montażu wewnątrz szafy z czarnym pokrętłem i tabliczką 48x48mm | http://datasheet.lovatoelectric.com/Rotary_cam_switches/POL/7GN2583O.pdf | Rotary cam switch 7GN series, multi-step 1-2-3-4, 1 pole 25A, for rear mounting with black handle, front plate 48X48mm | http://datasheet.lovatoelectric.com/Rotary_cam_switches/RON/7GN2583O.pdf
7GN2583O48 |  |  | Rotary cam switch 7GN series, multi-step 1-2-3-4, 1 pole 25A, modular service cover for 35mm DIN reail mounting with black handle, front plate 45X54mm | http://datasheet.lovatoelectric.com/Rotary_cam_switches/ENG/7GN2583O48.pdf | Commutatore a camme serie 7GN, multivia 1-2-3-4 1 polo da 25A in esecuzione modulare per montaggio su guida DIN con maniglia nera, mostrina 45X54mm | http://datasheet.lovatoelectric.com/Rotary_cam_switches/ITA/7GN2583O48.pdf | Łącznik krzywkowy serii 7GN, wielopozycyjny 1-2-3-4, 1 pole, 25A, wykonanie modułowe do montażu na szynie DIN 35mm, z czarnym pokrętłem i tabliczką 45x54mm | http://datasheet.lovatoelectric.com/Rotary_cam_switches/POL/7GN2583O48.pdf | Rotary cam switch 7GN series, multi-step 1-2-3-4, 1 pole 25A, modular service cover for 35mm DIN reail mounting with black handle, front plate 45X54mm | http://datasheet.lovatoelectric.com/Rotary_cam_switches/RON/7GN2583O48.pdf
7GN2583P |  |  | Enclosed rotary cam switch 7GN series, multi-step 1-2-3-4, 1 pole 25A in plastic enclosure 75X75mm with black handle | http://datasheet.lovatoelectric.com/Rotary_cam_switches/ENG/7GN2583P.pdf | Commutatore a camme serie 7GN, multivia 1-2-3-4 1 polo da 25A in cassetta plastica 75X75mm con maniglia nera | http://datasheet.lovatoelectric.com/Rotary_cam_switches/ITA/7GN2583P.pdf | Łącznik krzywkowy serii 7GN, wielopozycyjny 1-2-3-4, 1 pole, 25A, w obudowie 75x75mm i czarnym pokrętłem | http://datasheet.lovatoelectric.com/Rotary_cam_switches/POL/7GN2583P.pdf | Enclosed rotary cam switch 7GN series, multi-step 1-2-3-4, 1 pole 25A in plastic enclosure 75X75mm with black handle | http://datasheet.lovatoelectric.com/Rotary_cam_switches/RON/7GN2583P.pdf
7GN2583U |  |  | Rotary cam switch 7GN series, multi-step 1-2-3-4, 1 pole 25A, for front mounting with black handle, front plate 48X48mm | http://datasheet.lovatoelectric.com/Rotary_cam_switches/ENG/7GN2583U.pdf | Commutatore a camme serie 7GN, multivia 1-2-3-4 1 polo da 25A in esecuzione per montaggio frontale con maniglia nera, mostrina 48X48mm | http://datasheet.lovatoelectric.com/Rotary_cam_switches/ITA/7GN2583U.pdf | Łącznik krzywkowy serii 7GN, wielopozycyjny 1-2-3-4, 1 pole, 25A, do montażu tablicowego, z czarnym pokrętłem i tabliczką 48x48mm | http://datasheet.lovatoelectric.com/Rotary_cam_switches/POL/7GN2583U.pdf | Rotary cam switch 7GN series, multi-step 1-2-3-4, 1 pole 25A, for front mounting with black handle, front plate 48X48mm | http://datasheet.lovatoelectric.com/Rotary_cam_switches/RON/7GN2583U.pdf
7GN2583U47 |  |  | Rotary cam switch 7GN series, multi-step 1-2-3-4, 1 pole 25A, for snap on front mounting with black handle for hole Ø22mm fixing, front plate 48X48mm | http://datasheet.lovatoelectric.com/Rotary_cam_switches/ENG/7GN2583U47.pdf | Commutatore a camme serie 7GN, multivia 1-2-3-4 1 polo da 25A in esecuzione per montaggio frontale con maniglia nera e fissaggio a scatto per foro diametro 22mm, mostrina 48X48mm | http://datasheet.lovatoelectric.com/Rotary_cam_switches/ITA/7GN2583U47.pdf | Łącznik krzywkowy serii 7GN, wielopozycyjny 1-2-3-4, 1 pole, 25A, do montażu tablicowego w otworze 22mm z czarnym pokrętłem, montowanym na zatrzask do korpusu i tabliczką 48x48mm | http://datasheet.lovatoelectric.com/Rotary_cam_switches/POL/7GN2583U47.pdf | Rotary cam switch 7GN series, multi-step 1-2-3-4, 1 pole 25A, for snap on front mounting with black handle for hole Ø22mm fixing, front plate 48X48mm | http://datasheet.lovatoelectric.com/Rotary_cam_switches/RON/7GN2583U47.pdf
7GN2584O |  |  | Rotary cam switch 7GN series, multi-step 1-2-3-4-5, 1 pole 25A, for rear mounting with black handle, front plate 48X48mm | http://datasheet.lovatoelectric.com/Rotary_cam_switches/ENG/7GN2584O.pdf | Commutatore a camme serie 7GN, multivia 1-2-3-4-5 1 polo da 25A in esecuzione per montaggio a fondo quadro con maniglia nera, mostrina 48X48mm | http://datasheet.lovatoelectric.com/Rotary_cam_switches/ITA/7GN2584O.pdf | Łącznik krzywkowy serii 7GN, wielopozycyjny 1-2-3-4-5, 1 pole, 25A, do montażu wewnątrz szafy z czarnym pokrętłem i tabliczką 48x48mm | http://datasheet.lovatoelectric.com/Rotary_cam_switches/POL/7GN2584O.pdf | Rotary cam switch 7GN series, multi-step 1-2-3-4-5, 1 pole 25A, for rear mounting with black handle, front plate 48X48mm | http://datasheet.lovatoelectric.com/Rotary_cam_switches/RON/7GN2584O.pdf
7GN2584O48 |  |  | Rotary cam switch 7GN series, multi-step 1-2-3-4-5, 1 pole 25A, modular service cover for 35mm DIN reail mounting with black handle, front plate 45X54mm | http://datasheet.lovatoelectric.com/Rotary_cam_switches/ENG/7GN2584O48.pdf | Commutatore a camme serie 7GN, multivia 1-2-3-4-5 1 polo da 25A in esecuzione modulare per montaggio su guida DIN con maniglia nera, mostrina 45X54mm | http://datasheet.lovatoelectric.com/Rotary_cam_switches/ITA/7GN2584O48.pdf | Łącznik krzywkowy serii 7GN, wielopozycyjny 1-2-3-4-5, 1 pole, 25A, wykonanie modułowe do montażu na szynie DIN 35mm, z czarnym pokrętłem i tabliczką 45x54mm | http://datasheet.lovatoelectric.com/Rotary_cam_switches/POL/7GN2584O48.pdf | Rotary cam switch 7GN series, multi-step 1-2-3-4-5, 1 pole 25A, modular service cover for 35mm DIN reail mounting with black handle, front plate 45X54mm | http://datasheet.lovatoelectric.com/Rotary_cam_switches/RON/7GN2584O48.pdf
7GN2584P |  |  | Enclosed rotary cam switch 7GN series, multi-step 1-2-3-4-5, 1 pole 25A in plastic enclosure 75X75mm with black handle | http://datasheet.lovatoelectric.com/Rotary_cam_switches/ENG/7GN2584P.pdf | Commutatore a camme serie 7GN, multivia 1-2-3-4-5 1 polo da 25A in cassetta plastica 75X75mm con maniglia nera | http://datasheet.lovatoelectric.com/Rotary_cam_switches/ITA/7GN2584P.pdf | Łącznik krzywkowy serii 7GN, wielopozycyjny 1-2-3-4-5, 1 pole, 25A, w obudowie 75x75mm i czarnym pokrętłem | http://datasheet.lovatoelectric.com/Rotary_cam_switches/POL/7GN2584P.pdf | Enclosed rotary cam switch 7GN series, multi-step 1-2-3-4-5, 1 pole 25A in plastic enclosure 75X75mm with black handle | http://datasheet.lovatoelectric.com/Rotary_cam_switches/RON/7GN2584P.pdf
7GN2584U |  |  | Rotary cam switch 7GN series, multi-step 1-2-3-4-5, 1 pole 25A, for front mounting with black handle, front plate 48X48mm | http://datasheet.lovatoelectric.com/Rotary_cam_switches/ENG/7GN2584U.pdf | Commutatore a camme serie 7GN, multivia 1-2-3-4-5 1 polo da 25A in esecuzione per montaggio frontale con maniglia nera, mostrina 48X48mm | http://datasheet.lovatoelectric.com/Rotary_cam_switches/ITA/7GN2584U.pdf | Łącznik krzywkowy serii 7GN, wielopozycyjny 1-2-3-4-5, 1 pole, 25A, do montażu tablicowego, z czarnym pokrętłem i tabliczką 48x48mm | http://datasheet.lovatoelectric.com/Rotary_cam_switches/POL/7GN2584U.pdf | Rotary cam switch 7GN series, multi-step 1-2-3-4-5, 1 pole 25A, for front mounting with black handle, front plate 48X48mm | http://datasheet.lovatoelectric.com/Rotary_cam_switches/RON/7GN2584U.pdf
7GN2584U47 |  |  | Rotary cam switch 7GN series, multi-step 1-2-3-4-5, 1 pole 25A, for snap on front mounting with black handle for hole Ø22mm fixing, front plate 48X48mm | http://datasheet.lovatoelectric.com/Rotary_cam_switches/ENG/7GN2584U47.pdf | Commutatore a camme serie 7GN, multivia 1-2-3-4-5 1 polo da 25A in esecuzione per montaggio frontale con maniglia nera e fissaggio a scatto per foro diametro 22mm, mostrina 48X48mm | http://datasheet.lovatoelectric.com/Rotary_cam_switches/ITA/7GN2584U47.pdf | Łącznik krzywkowy serii 7GN, wielopozycyjny 1-2-3-4-5, 1 pole, 25A, do montażu tablicowego w otworze 22mm z czarnym pokrętłem, montowanym na zatrzask do korpusu i tabliczką 48x48mm | http://datasheet.lovatoelectric.com/Rotary_cam_switches/POL/7GN2584U47.pdf | Rotary cam switch 7GN series, multi-step 1-2-3-4-5, 1 pole 25A, for snap on front mounting with black handle for hole Ø22mm fixing, front plate 48X48mm | http://datasheet.lovatoelectric.com/Rotary_cam_switches/RON/7GN2584U47.pdf
7GN2585O |  |  | Rotary cam switch 7GN series, multi-step 1-2-3-4-5-6, 1 pole 25A, for rear mounting with black handle, front plate 48X48mm | http://datasheet.lovatoelectric.com/Rotary_cam_switches/ENG/7GN2585O.pdf | Commutatore a camme serie 7GN, multivia 1-2-3-4-5-6 1 polo da 25A in esecuzione per montaggio a fondo quadro con maniglia nera, mostrina 48X48mm | http://datasheet.lovatoelectric.com/Rotary_cam_switches/ITA/7GN2585O.pdf | Łącznik krzywkowy serii 7GN, wielopozycyjny 1-2-3-4-5-6, 1 pole, 25A, do montażu wewnątrz szafy z czarnym pokrętłem i tabliczką 48x48mm | http://datasheet.lovatoelectric.com/Rotary_cam_switches/POL/7GN2585O.pdf | Rotary cam switch 7GN series, multi-step 1-2-3-4-5-6, 1 pole 25A, for rear mounting with black handle, front plate 48X48mm | http://datasheet.lovatoelectric.com/Rotary_cam_switches/RON/7GN2585O.pdf
7GN2585O48 |  |  | Rotary cam switch 7GN series, multi-step 1-2-3-4-5-6, 1 pole 25A, modular service cover for 35mm DIN reail mounting with black handle, front plate 45X54mm | http://datasheet.lovatoelectric.com/Rotary_cam_switches/ENG/7GN2585O48.pdf | Commutatore a camme serie 7GN, multivia 1-2-3-4-5-6 1 polo da 25A in esecuzione modulare per montaggio su guida DIN con maniglia nera, mostrina 45X54mm | http://datasheet.lovatoelectric.com/Rotary_cam_switches/ITA/7GN2585O48.pdf | Łącznik krzywkowy serii 7GN, wielopozycyjny 1-2-3-4-5-6, 1 pole, 25A, wykonanie modułowe do montażu na szynie DIN 35mm, z czarnym pokrętłem i tabliczką 45x54mm | http://datasheet.lovatoelectric.com/Rotary_cam_switches/POL/7GN2585O48.pdf | Rotary cam switch 7GN series, multi-step 1-2-3-4-5-6, 1 pole 25A, modular service cover for 35mm DIN reail mounting with black handle, front plate 45X54mm | http://datasheet.lovatoelectric.com/Rotary_cam_switches/RON/7GN2585O48.pdf
7GN2585P |  |  |  | http://datasheet.lovatoelectric.com/Rotary_cam_switches/ENG/7GN2585P.pdf |  | http://datasheet.lovatoelectric.com/Rotary_cam_switches/ITA/7GN2585P.pdf |  | http://datasheet.lovatoelectric.com/Rotary_cam_switches/POL/7GN2585P.pdf |  | http://datasheet.lovatoelectric.com/Rotary_cam_switches/RON/7GN2585P.pdf
7GN2585U |  |  | Rotary cam switch 7GN series, multi-step 1-2-3-4-5-6, 1 pole 25A, for front mounting with black handle, front plate 48X48mm | http://datasheet.lovatoelectric.com/Rotary_cam_switches/ENG/7GN2585U.pdf | Commutatore a camme serie 7GN, multivia 1-2-3-4-5-6 1 polo da 25A in esecuzione per montaggio frontale con maniglia nera, mostrina 48X48mm | http://datasheet.lovatoelectric.com/Rotary_cam_switches/ITA/7GN2585U.pdf | Łącznik krzywkowy serii 7GN, wielopozycyjny 1-2-3-4-5-6, 1 pole, 25A, do montażu tablicowego, z czarnym pokrętłem i tabliczką 48x48mm | http://datasheet.lovatoelectric.com/Rotary_cam_switches/POL/7GN2585U.pdf | Rotary cam switch 7GN series, multi-step 1-2-3-4-5-6, 1 pole 25A, for front mounting with black handle, front plate 48X48mm | http://datasheet.lovatoelectric.com/Rotary_cam_switches/RON/7GN2585U.pdf
7GN2585U47 |  |  | Rotary cam switch 7GN series, multi-step 1-2-3-4-5-6, 1 pole 25A, for snap on front mounting with black handle for hole Ø22mm fixing, front plate 48X48mm | http://datasheet.lovatoelectric.com/Rotary_cam_switches/ENG/7GN2585U47.pdf | Commutatore a camme serie 7GN, multivia 1-2-3-4-5-6 1 polo da 25A in esecuzione per montaggio frontale con maniglia nera e fissaggio a scatto per foro diametro 22mm, mostrina 48X48mm | http://datasheet.lovatoelectric.com/Rotary_cam_switches/ITA/7GN2585U47.pdf | Łącznik krzywkowy serii 7GN, wielopozycyjny 1-2-3-4-5-6, 1 pole, 25A, do montażu tablicowego w otworze 22mm z czarnym pokrętłem, montowanym na zatrzask do korpusu i tabliczką 48x48mm | http://datasheet.lovatoelectric.com/Rotary_cam_switches/POL/7GN2585U47.pdf | Rotary cam switch 7GN series, multi-step 1-2-3-4-5-6, 1 pole 25A, for snap on front mounting with black handle for hole Ø22mm fixing, front plate 48X48mm | http://datasheet.lovatoelectric.com/Rotary_cam_switches/RON/7GN2585U47.pdf
7GN2586O |  |  | Rotary cam switch 7GN series, multi-step 1-2-3, 2 poles 25A, for rear mounting with black handle, front plate 48X48mm | http://datasheet.lovatoelectric.com/Rotary_cam_switches/ENG/7GN2586O.pdf | Commutatore a camme serie 7GN, multivia 1-2-3 2 poli da 25A in esecuzione per montaggio a fondo quadro con maniglia nera, mostrina 48X48mm | http://datasheet.lovatoelectric.com/Rotary_cam_switches/ITA/7GN2586O.pdf | Łącznik krzywkowy serii 7GN, wielopozycyjny 1-2-3, 2 pola, 25A, do montażu wewnątrz szafy z czarnym pokrętłem i tabliczką 48x48mm | http://datasheet.lovatoelectric.com/Rotary_cam_switches/POL/7GN2586O.pdf | Rotary cam switch 7GN series, multi-step 1-2-3, 2 poles 25A, for rear mounting with black handle, front plate 48X48mm | http://datasheet.lovatoelectric.com/Rotary_cam_switches/RON/7GN2586O.pdf
7GN2586O48 |  |  | Rotary cam switch 7GN series, multi-step 1-2-3, 2 poles 25A, modular service cover for 35mm DIN reail mounting with black handle, front plate 45X54mm | http://datasheet.lovatoelectric.com/Rotary_cam_switches/ENG/7GN2586O48.pdf | Commutatore a camme serie 7GN, multivia 1-2-3 2 poli da 25A in esecuzione modulare per montaggio su guida DIN con maniglia nera, mostrina 45X54mm | http://datasheet.lovatoelectric.com/Rotary_cam_switches/ITA/7GN2586O48.pdf | Łącznik krzywkowy serii 7GN, wielopozycyjny 1-2-3, 2 pola, 25A, wykonanie modułowe do montażu na szynie DIN 35mm, z czarnym pokrętłem i tabliczką 45x54mm | http://datasheet.lovatoelectric.com/Rotary_cam_switches/POL/7GN2586O48.pdf | Rotary cam switch 7GN series, multi-step 1-2-3, 2 poles 25A, modular service cover for 35mm DIN reail mounting with black handle, front plate 45X54mm | http://datasheet.lovatoelectric.com/Rotary_cam_switches/RON/7GN2586O48.pdf
7GN2586P |  |  |  | http://datasheet.lovatoelectric.com/Rotary_cam_switches/ENG/7GN2586P.pdf |  | http://datasheet.lovatoelectric.com/Rotary_cam_switches/ITA/7GN2586P.pdf |  | http://datasheet.lovatoelectric.com/Rotary_cam_switches/POL/7GN2586P.pdf |  | http://datasheet.lovatoelectric.com/Rotary_cam_switches/RON/7GN2586P.pdf
7GN2586U |  |  | Rotary cam switch 7GN series, multi-step 1-2-3, 2 poles 25A, for front mounting with black handle, front plate 48X48mm | http://datasheet.lovatoelectric.com/Rotary_cam_switches/ENG/7GN2586U.pdf | Commutatore a camme serie 7GN, multivia 1-2-3 2 poli da 25A in esecuzione per montaggio frontale con maniglia nera, mostrina 48X48mm | http://datasheet.lovatoelectric.com/Rotary_cam_switches/ITA/7GN2586U.pdf | Łącznik krzywkowy serii 7GN, wielopozycyjny 1-2-3, 2 pola, 25A, do montażu tablicowego, z czarnym pokrętłem i tabliczką 48x48mm | http://datasheet.lovatoelectric.com/Rotary_cam_switches/POL/7GN2586U.pdf | Rotary cam switch 7GN series, multi-step 1-2-3, 2 poles 25A, for front mounting with black handle, front plate 48X48mm | http://datasheet.lovatoelectric.com/Rotary_cam_switches/RON/7GN2586U.pdf
7GN2586U47 |  |  | Rotary cam switch 7GN series, multi-step 1-2-3, 2 poles 25A, for snap on front mounting with black handle for hole Ø22mm fixing, front plate 48X48mm | http://datasheet.lovatoelectric.com/Rotary_cam_switches/ENG/7GN2586U47.pdf | Commutatore a camme serie 7GN, multivia 1-2-3 2 poli da 25A in esecuzione per montaggio frontale con maniglia nera e fissaggio a scatto per foro diametro 22mm, mostrina 48X48mm | http://datasheet.lovatoelectric.com/Rotary_cam_switches/ITA/7GN2586U47.pdf | Łącznik krzywkowy serii 7GN, wielopozycyjny 1-2-3, 2 pola, 25A, do montażu tablicowego w otworze 22mm z czarnym pokrętłem, montowanym na zatrzask do korpusu i tabliczką 48x48mm | http://datasheet.lovatoelectric.com/Rotary_cam_switches/POL/7GN2586U47.pdf | Rotary cam switch 7GN series, multi-step 1-2-3, 2 poles 25A, for snap on front mounting with black handle for hole Ø22mm fixing, front plate 48X48mm | http://datasheet.lovatoelectric.com/Rotary_cam_switches/RON/7GN2586U47.pdf
7GN2587O |  |  | Rotary cam switch 7GN series, multi-step 1-2-3-4, 2 poles 25A, for rear mounting with black handle, front plate 48X48mm | http://datasheet.lovatoelectric.com/Rotary_cam_switches/ENG/7GN2587O.pdf | Commutatore a camme serie 7GN, multivia 1-2-3-4 2 poli da 25A in esecuzione per montaggio a fondo quadro con maniglia nera, mostrina 48X48mm | http://datasheet.lovatoelectric.com/Rotary_cam_switches/ITA/7GN2587O.pdf | Łącznik krzywkowy serii 7GN, wielopozycyjny 1-2-3-4, 2 pola, 25A, do montażu wewnątrz szafy z czarnym pokrętłem i tabliczką 48x48mm | http://datasheet.lovatoelectric.com/Rotary_cam_switches/POL/7GN2587O.pdf | Rotary cam switch 7GN series, multi-step 1-2-3-4, 2 poles 25A, for rear mounting with black handle, front plate 48X48mm | http://datasheet.lovatoelectric.com/Rotary_cam_switches/RON/7GN2587O.pdf
7GN2587O48 |  |  | Rotary cam switch 7GN series, multi-step 1-2-3-4, 2 poles 25A, modular service cover for 35mm DIN reail mounting with black handle, front plate 45X54mm | http://datasheet.lovatoelectric.com/Rotary_cam_switches/ENG/7GN2587O48.pdf | Commutatore a camme serie 7GN, multivia 1-2-3-4 2 poli da 25A in esecuzione modulare per montaggio su guida DIN con maniglia nera, mostrina 45X54mm | http://datasheet.lovatoelectric.com/Rotary_cam_switches/ITA/7GN2587O48.pdf | Łącznik krzywkowy serii 7GN, wielopozycyjny 1-2-3-4, 2 pola, 25A, wykonanie modułowe do montażu na szynie DIN 35mm, z czarnym pokrętłem i tabliczką 45x54mm | http://datasheet.lovatoelectric.com/Rotary_cam_switches/POL/7GN2587O48.pdf | Rotary cam switch 7GN series, multi-step 1-2-3-4, 2 poles 25A, modular service cover for 35mm DIN reail mounting with black handle, front plate 45X54mm | http://datasheet.lovatoelectric.com/Rotary_cam_switches/RON/7GN2587O48.pdf
7GN2587P |  |  | Enclosed rotary cam switch 7GN series, multi-step 1-2-3-4, 2 poles 25A in plastic enclosure 75X75mm with black handle | http://datasheet.lovatoelectric.com/Rotary_cam_switches/ENG/7GN2587P.pdf | Commutatore a camme serie 7GN, multivia 1-2-3-4 2 poli da 25A in cassetta plastica 75X75mm con maniglia nera | http://datasheet.lovatoelectric.com/Rotary_cam_switches/ITA/7GN2587P.pdf | Łącznik krzywkowy serii 7GN, wielopozycyjny 1-2-3-4, 2 pola, 25A, w obudowie 75x75mm i czarnym pokrętłem | http://datasheet.lovatoelectric.com/Rotary_cam_switches/POL/7GN2587P.pdf | Enclosed rotary cam switch 7GN series, multi-step 1-2-3-4, 2 poles 25A in plastic enclosure 75X75mm with black handle | http://datasheet.lovatoelectric.com/Rotary_cam_switches/RON/7GN2587P.pdf
7GN2587U |  |  | Rotary cam switch 7GN series, multi-step 1-2-3-4, 2 poles 25A, for front mounting with black handle, front plate 48X48mm | http://datasheet.lovatoelectric.com/Rotary_cam_switches/ENG/7GN2587U.pdf | Commutatore a camme serie 7GN, multivia 1-2-3-4 2 poli da 25A in esecuzione per montaggio frontale con maniglia nera, mostrina 48X48mm | http://datasheet.lovatoelectric.com/Rotary_cam_switches/ITA/7GN2587U.pdf | Łącznik krzywkowy serii 7GN, wielopozycyjny 1-2-3-4, 2 pola, 25A, do montażu tablicowego, z czarnym pokrętłem i tabliczką 48x48mm | http://datasheet.lovatoelectric.com/Rotary_cam_switches/POL/7GN2587U.pdf | Rotary cam switch 7GN series, multi-step 1-2-3-4, 2 poles 25A, for front mounting with black handle, front plate 48X48mm | http://datasheet.lovatoelectric.com/Rotary_cam_switches/RON/7GN2587U.pdf
7GN2587U47 |  |  | Rotary cam switch 7GN series, multi-step 1-2-3-4, 2 poles 25A, for snap on front mounting with black handle for hole Ø22mm fixing, front plate 48X48mm | http://datasheet.lovatoelectric.com/Rotary_cam_switches/ENG/7GN2587U47.pdf | Commutatore a camme serie 7GN, multivia 1-2-3-4 2 poli da 25A in esecuzione per montaggio frontale con maniglia nera e fissaggio a scatto per foro diametro 22mm, mostrina 48X48mm | http://datasheet.lovatoelectric.com/Rotary_cam_switches/ITA/7GN2587U47.pdf | Łącznik krzywkowy serii 7GN, wielopozycyjny 1-2-3-4, 2 pola, 25A, do montażu tablicowego w otworze 22mm z czarnym pokrętłem, montowanym na zatrzask do korpusu i tabliczką 48x48mm | http://datasheet.lovatoelectric.com/Rotary_cam_switches/POL/7GN2587U47.pdf | Rotary cam switch 7GN series, multi-step 1-2-3-4, 2 poles 25A, for snap on front mounting with black handle for hole Ø22mm fixing, front plate 48X48mm | http://datasheet.lovatoelectric.com/Rotary_cam_switches/RON/7GN2587U47.pdf
7GN2590O | 7GN2510O.jpg | http://datasheet.lovatoelectric.com/Rotary_cam_switches/products_images/7GN2510O.jpg | Rotary cam switch 7GN series, ON-OFF switch 1 pole 25A, for rear mounting with black handle, front plate 48X48mm | http://datasheet.lovatoelectric.com/Rotary_cam_switches/ENG/7GN2590O.pdf | Commutatore a camme serie 7GN, interruttore 1 polo da 25A in esecuzione per montaggio a fondo quadro con maniglia nera, mostrina 48X48mm | http://datasheet.lovatoelectric.com/Rotary_cam_switches/ITA/7GN2590O.pdf | Łącznik krzywkowy serii 7GN, rozłącznik, 1 pole, 25A, do montażu wewnątrz szafy z czarnym pokrętłem i tabliczką 48x48mm | http://datasheet.lovatoelectric.com/Rotary_cam_switches/POL/7GN2590O.pdf | Rotary cam switch 7GN series, ON-OFF switch 1 pole 25A, for rear mounting with black handle, front plate 48X48mm | http://datasheet.lovatoelectric.com/Rotary_cam_switches/RON/7GN2590O.pdf
7GN2590O48 | 7GN2510O48.jpg | http://datasheet.lovatoelectric.com/Rotary_cam_switches/products_images/7GN2510O48.jpg | Rotary cam switch 7GN series, ON-OFF switch 1 pole 25A, modular service cover for 35mm DIN reail mounting with black handle, front plate 45X54mm | http://datasheet.lovatoelectric.com/Rotary_cam_switches/ENG/7GN2590O48.pdf | Commutatore a camme serie 7GN, interruttore 1 polo da 25A in esecuzione modulare per montaggio su guida DIN con maniglia nera, mostrina 45X54mm | http://datasheet.lovatoelectric.com/Rotary_cam_switches/ITA/7GN2590O48.pdf | Łącznik krzywkowy serii 7GN, rozłącznik, 1 pole, 25A, wykonanie modułowe do montażu na szynie DIN 35mm, z czarnym pokrętłem i tabliczką 45x54mm | http://datasheet.lovatoelectric.com/Rotary_cam_switches/POL/7GN2590O48.pdf | Rotary cam switch 7GN series, ON-OFF switch 1 pole 25A, modular service cover for 35mm DIN reail mounting with black handle, front plate 45X54mm | http://datasheet.lovatoelectric.com/Rotary_cam_switches/RON/7GN2590O48.pdf
7GN2590O88 | 7GN2510O88.jpg | http://datasheet.lovatoelectric.com/Rotary_cam_switches/products_images/7GN2510O88.jpg | Rotary cam switch 7GN series, ON-OFF switch 1 pole 25A, for rear mounting with red/yellow handle padlockable in 0, door coupling and protection covers, front plate 65X65mm | http://datasheet.lovatoelectric.com/Rotary_cam_switches/ENG/7GN2590O88.pdf | Commutatore a camme serie 7GN, interruttore 1 polo da 25A in esecuzione per montaggio a fondo quadro con maniglia giallo/rossa lucchettabile in 0 con funzione blocco porta e copriterminali, mostrina 65X65mm | http://datasheet.lovatoelectric.com/Rotary_cam_switches/ITA/7GN2590O88.pdf | Łącznik krzywkowy serii 7GN, rozłącznik, 1 pole, 25A, do montażu wewnątrz szafy, z żółto/czerwonym pokrętłem blokowanym w pozycji 0, trzpieniem, osłonami zacisków i tabliczką 65x65mm | http://datasheet.lovatoelectric.com/Rotary_cam_switches/POL/7GN2590O88.pdf | Rotary cam switch 7GN series, ON-OFF switch 1 pole 25A, for rear mounting with red/yellow handle padlockable in 0, door coupling and protection covers, front plate 65X65mm | http://datasheet.lovatoelectric.com/Rotary_cam_switches/RON/7GN2590O88.pdf
7GN2590O98 | 7GN2510O98.jpg | http://datasheet.lovatoelectric.com/Rotary_cam_switches/products_images/7GN2510O98.jpg | Rotary cam switch 7GN series, ON-OFF switch 1 pole 25A, for rear mounting with red/yellow handle padlockable in 0, door coupling and protection covers, front plate 65X65mm | http://datasheet.lovatoelectric.com/Rotary_cam_switches/ENG/7GN2590O98.pdf | Commutatore a camme serie 7GN, interruttore 1 polo da 25A in esecuzione per montaggio a fondo quadro con maniglia giallo/rossa lucchettabile in 0 con funzione blocco porta e copriterminali, mostrina 65X65mm | http://datasheet.lovatoelectric.com/Rotary_cam_switches/ITA/7GN2590O98.pdf | Łącznik krzywkowy serii 7GN, rozłącznik, 1 pole, 25A, do montażu wewnątrz szafy, z żółto/czerwonym pokrętłem blokowanym w pozycji 0, trzpieniem, osłonami zacisków i tabliczką 65x65mm | http://datasheet.lovatoelectric.com/Rotary_cam_switches/POL/7GN2590O98.pdf | Rotary cam switch 7GN series, ON-OFF switch 1 pole 25A, for rear mounting with red/yellow handle padlockable in 0, door coupling and protection covers, front plate 65X65mm | http://datasheet.lovatoelectric.com/Rotary_cam_switches/RON/7GN2590O98.pdf
7GN2590P |  |  | Enclosed rotary cam switch 7GN series, ON-OFF switch 1 pole 25A in plastic enclosure 75X75mm with black handle | http://datasheet.lovatoelectric.com/Rotary_cam_switches/ENG/7GN2590P.pdf | Commutatore a camme serie 7GN, interruttore 1 polo da 25A in cassetta plastica 75X75mm con maniglia nera | http://datasheet.lovatoelectric.com/Rotary_cam_switches/ITA/7GN2590P.pdf | Łącznik krzywkowy serii 7GN, rozłącznik, 1 pole, 25A, w obudowie 75x75mm i czarnym pokrętłem | http://datasheet.lovatoelectric.com/Rotary_cam_switches/POL/7GN2590P.pdf | Enclosed rotary cam switch 7GN series, ON-OFF switch 1 pole 25A in plastic enclosure 75X75mm with black handle | http://datasheet.lovatoelectric.com/Rotary_cam_switches/RON/7GN2590P.pdf
7GN2590P25 |  |  | Enclosed rotary cam switch 7GN series, ON-OFF switch 1 pole 25A in plastic enclosure 90X90mm with red/yellow handle | http://datasheet.lovatoelectric.com/Rotary_cam_switches/ENG/7GN2590P25.pdf | Commutatore a camme serie 7GN, interruttore 1 polo da 25A in cassetta plastica 90X90mm con maniglia giallo/rossa | http://datasheet.lovatoelectric.com/Rotary_cam_switches/ITA/7GN2590P25.pdf | Łącznik krzywkowy serii 7GN, rozłącznik, 1 pole, 25A, w obudowie 90x90mm i żółto/czerwonym pokrętłem | http://datasheet.lovatoelectric.com/Rotary_cam_switches/POL/7GN2590P25.pdf | Enclosed rotary cam switch 7GN series, ON-OFF switch 1 pole 25A in plastic enclosure 90X90mm with red/yellow handle | http://datasheet.lovatoelectric.com/Rotary_cam_switches/RON/7GN2590P25.pdf
7GN2590U | 7GN2510U.jpg | http://datasheet.lovatoelectric.com/Rotary_cam_switches/products_images/7GN2510U.jpg | Rotary cam switch 7GN series, ON-OFF switch 1 pole 25A, for front mounting with black handle, front plate 48X48mm | http://datasheet.lovatoelectric.com/Rotary_cam_switches/ENG/7GN2590U.pdf | Commutatore a camme serie 7GN, interruttore 1 polo da 25A in esecuzione per montaggio frontale con maniglia nera, mostrina 48X48mm | http://datasheet.lovatoelectric.com/Rotary_cam_switches/ITA/7GN2590U.pdf | Łącznik krzywkowy serii 7GN, rozłącznik, 1 pole, 25A, do montażu tablicowego, z czarnym pokrętłem i tabliczką 48x48mm | http://datasheet.lovatoelectric.com/Rotary_cam_switches/POL/7GN2590U.pdf | Rotary cam switch 7GN series, ON-OFF switch 1 pole 25A, for front mounting with black handle, front plate 48X48mm | http://datasheet.lovatoelectric.com/Rotary_cam_switches/RON/7GN2590U.pdf
7GN2590U11 | 7GN2510U11.jpg | http://datasheet.lovatoelectric.com/Rotary_cam_switches/products_images/7GN2510U11.jpg | Rotary cam switch 7GN series, ON-OFF switch 1 pole 25A, for front mounting with black handle without front plate for hole Ø22mm fixing | http://datasheet.lovatoelectric.com/Rotary_cam_switches/ENG/7GN2590U11.pdf | Commutatore a camme serie 7GN, interruttore 1 polo da 25A in esecuzione per montaggio frontale con maniglia nera senza mostrina con fissaggio foro diametro 22mm | http://datasheet.lovatoelectric.com/Rotary_cam_switches/ITA/7GN2590U11.pdf | Łącznik krzywkowy serii 7GN, rozłącznik, 1 pole, 25A, do montażu tablicowego w otworze 22mm, z czarnym pokrętłem bez tabliczki | http://datasheet.lovatoelectric.com/Rotary_cam_switches/POL/7GN2590U11.pdf | Rotary cam switch 7GN series, ON-OFF switch 1 pole 25A, for front mounting with black handle without front plate for hole Ø22mm fixing | http://datasheet.lovatoelectric.com/Rotary_cam_switches/RON/7GN2590U11.pdf
7GN2590U12 | 7GN2510U12.jpg | http://datasheet.lovatoelectric.com/Rotary_cam_switches/products_images/7GN2510U12.jpg | Rotary cam switch 7GN series, ON-OFF switch 1 pole 25A, for front mounting without front plate with key operation for hole Ø22mm fixing | http://datasheet.lovatoelectric.com/Rotary_cam_switches/ENG/7GN2590U12.pdf | Commutatore a camme serie 7GN, interruttore 1 polo da 25A in esecuzione per montaggio frontale senza mostrina con comando a chiave e fissaggio foro diametro 22mm | http://datasheet.lovatoelectric.com/Rotary_cam_switches/ITA/7GN2590U12.pdf | Łącznik krzywkowy serii 7GN, rozłącznik, 1 pole, 25A, do montażu tablicowego w otworze 22mm, sterowanie kluczem, bez tabliczki | http://datasheet.lovatoelectric.com/Rotary_cam_switches/POL/7GN2590U12.pdf | Rotary cam switch 7GN series, ON-OFF switch 1 pole 25A, for front mounting without front plate with key operation for hole Ø22mm fixing | http://datasheet.lovatoelectric.com/Rotary_cam_switches/RON/7GN2590U12.pdf
7GN2590U25 | 7GN2510U25.jpg | http://datasheet.lovatoelectric.com/Rotary_cam_switches/products_images/7GN2510U25.jpg | Rotary cam switch 7GN series, ON-OFF switch 1 pole 25A, for front mounting with red/yellow handle padlockable in 0 and protection covers, front plate 65X65mm | http://datasheet.lovatoelectric.com/Rotary_cam_switches/ENG/7GN2590U25.pdf | Commutatore a camme serie 7GN, interruttore 1 polo da 25A in esecuzione per montaggio frontale con maniglia giallo/rossa lucchettabile in 0 e copriterminali, mostrina 65X65mm | http://datasheet.lovatoelectric.com/Rotary_cam_switches/ITA/7GN2590U25.pdf | Łącznik krzywkowy serii 7GN, rozłącznik, 1 pole, 25A, do montażu tablicowego, z żółto/czerwonym pokrętłem blokowanym w pozycji 0, osłonami zacisków i tabliczką 65x65mm | http://datasheet.lovatoelectric.com/Rotary_cam_switches/POL/7GN2590U25.pdf | Rotary cam switch 7GN series, ON-OFF switch 1 pole 25A, for front mounting with red/yellow handle padlockable in 0 and protection covers, front plate 65X65mm | http://datasheet.lovatoelectric.com/Rotary_cam_switches/RON/7GN2590U25.pdf
7GN2590U47 | 7GN2510U47.jpg | http://datasheet.lovatoelectric.com/Rotary_cam_switches/products_images/7GN2510U47.jpg | Rotary cam switch 7GN series, ON-OFF switch 1 pole 25A, for snap on front mounting with black handle for hole Ø22mm fixing, front plate 48X48mm | http://datasheet.lovatoelectric.com/Rotary_cam_switches/ENG/7GN2590U47.pdf | Commutatore a camme serie 7GN, interruttore 1 polo da 25A in esecuzione per montaggio frontale con maniglia nera e fissaggio a scatto per foro diametro 22mm, mostrina 48x48mm | http://datasheet.lovatoelectric.com/Rotary_cam_switches/ITA/7GN2590U47.pdf | Łącznik krzywkowy serii 7GN, rozłącznik, 1 pole, 25A, do montażu tablicowego w otworze 22mm z czarnym pokrętłem, montowanym na zatrzask do korpusu i tabliczką 48x48mm | http://datasheet.lovatoelectric.com/Rotary_cam_switches/POL/7GN2590U47.pdf | Rotary cam switch 7GN series, ON-OFF switch 1 pole 25A, for snap on front mounting with black handle for hole Ø22mm fixing, front plate 48X48mm | http://datasheet.lovatoelectric.com/Rotary_cam_switches/RON/7GN2590U47.pdf
7GN2590U65 | 7GN2510U65.jpg | http://datasheet.lovatoelectric.com/Rotary_cam_switches/products_images/7GN2510U65.jpg | Rotary cam switch 7GN series, ON-OFF switch 1 pole 25A, for front mounting with red/yellow handle padlockable in 0 and protection covers, front plate 65X65mm | http://datasheet.lovatoelectric.com/Rotary_cam_switches/ENG/7GN2590U65.pdf | Commutatore a camme serie 7GN, interruttore 1 polo da 25A in esecuzione per montaggio frontale con maniglia giallo/rossa lucchettabile in 0 e copriterminali, mostrina 65X65mm | http://datasheet.lovatoelectric.com/Rotary_cam_switches/ITA/7GN2590U65.pdf | Łącznik krzywkowy serii 7GN, rozłącznik, 1 pole, 25A, do montażu tablicowego, z żółto/czerwonym pokrętłem blokowanym w pozycji 0, osłonami zacisków i tabliczką 65x65mm | http://datasheet.lovatoelectric.com/Rotary_cam_switches/POL/7GN2590U65.pdf | Rotary cam switch 7GN series, ON-OFF switch 1 pole 25A, for front mounting with red/yellow handle padlockable in 0 and protection covers, front plate 65X65mm | http://datasheet.lovatoelectric.com/Rotary_cam_switches/RON/7GN2590U65.pdf
7GN2591O | 7GN2510O.jpg | http://datasheet.lovatoelectric.com/Rotary_cam_switches/products_images/7GN2510O.jpg | Rotary cam switch 7GN series, ON-OFF switch 2 poles 25A, for rear mounting with black handle, front plate 48X48mm | http://datasheet.lovatoelectric.com/Rotary_cam_switches/ENG/7GN2591O.pdf | Commutatore a camme serie 7GN, interruttore 2 poli da 25A in esecuzione per montaggio a fondo quadro con maniglia nera, mostrina 48X48mm | http://datasheet.lovatoelectric.com/Rotary_cam_switches/ITA/7GN2591O.pdf | Łącznik krzywkowy serii 7GN, rozłącznik, 2 pola, 25A, do montażu wewnątrz szafy z czarnym pokrętłem i tabliczką 48x48mm | http://datasheet.lovatoelectric.com/Rotary_cam_switches/POL/7GN2591O.pdf | Rotary cam switch 7GN series, ON-OFF switch 2 poles 25A, for rear mounting with black handle, front plate 48X48mm | http://datasheet.lovatoelectric.com/Rotary_cam_switches/RON/7GN2591O.pdf
7GN2591O48 | 7GN2510O48.jpg | http://datasheet.lovatoelectric.com/Rotary_cam_switches/products_images/7GN2510O48.jpg | Rotary cam switch 7GN series, ON-OFF switch 2 poles 25A, modular service cover for 35mm DIN reail mounting with black handle, front plate 45X54mm | http://datasheet.lovatoelectric.com/Rotary_cam_switches/ENG/7GN2591O48.pdf | Commutatore a camme serie 7GN, interruttore 2 poli da 25A in esecuzione modulare per montaggio su guida DIN con maniglia nera, mostrina 45X54mm | http://datasheet.lovatoelectric.com/Rotary_cam_switches/ITA/7GN2591O48.pdf | Łącznik krzywkowy serii 7GN, rozłącznik, 2 pola, 25A, wykonanie modułowe do montażu na szynie DIN 35mm, z czarnym pokrętłem i tabliczką 45x54mm | http://datasheet.lovatoelectric.com/Rotary_cam_switches/POL/7GN2591O48.pdf | Rotary cam switch 7GN series, ON-OFF switch 2 poles 25A, modular service cover for 35mm DIN reail mounting with black handle, front plate 45X54mm | http://datasheet.lovatoelectric.com/Rotary_cam_switches/RON/7GN2591O48.pdf
7GN2591O88 | 7GN2510O88.jpg | http://datasheet.lovatoelectric.com/Rotary_cam_switches/products_images/7GN2510O88.jpg | Rotary cam switch 7GN series, ON-OFF switch 2 poles 25A, for rear mounting with red/yellow handle padlockable in 0, door coupling and protection covers, front plate 65X65mm | http://datasheet.lovatoelectric.com/Rotary_cam_switches/ENG/7GN2591O88.pdf | Commutatore a camme serie 7GN, interruttore 2 poli da 25A in esecuzione per montaggio a fondo quadro con maniglia giallo/rossa lucchettabile in 0 con funzione blocco porta e copriterminali, mostrina 65X65mm | http://datasheet.lovatoelectric.com/Rotary_cam_switches/ITA/7GN2591O88.pdf | Łącznik krzywkowy serii 7GN, rozłącznik, 2 pola, 25A, do montażu wewnątrz szafy, z żółto/czerwonym pokrętłem blokowanym w pozycji 0, trzpieniem, osłonami zacisków i tabliczką 65x65mm | http://datasheet.lovatoelectric.com/Rotary_cam_switches/POL/7GN2591O88.pdf | Rotary cam switch 7GN series, ON-OFF switch 2 poles 25A, for rear mounting with red/yellow handle padlockable in 0, door coupling and protection covers, front plate 65X65mm | http://datasheet.lovatoelectric.com/Rotary_cam_switches/RON/7GN2591O88.pdf
7GN2591O98 | 7GN2510O98.jpg | http://datasheet.lovatoelectric.com/Rotary_cam_switches/products_images/7GN2510O98.jpg | Rotary cam switch 7GN series, ON-OFF switch 2 poles 25A, for rear mounting with red/yellow handle padlockable in 0, door coupling and protection covers, front plate 65X65mm | http://datasheet.lovatoelectric.com/Rotary_cam_switches/ENG/7GN2591O98.pdf | Commutatore a camme serie 7GN, interruttore 2 poli da 25A in esecuzione per montaggio a fondo quadro con maniglia giallo/rossa lucchettabile in 0 con funzione blocco porta e copriterminali, mostrina 65X65mm | http://datasheet.lovatoelectric.com/Rotary_cam_switches/ITA/7GN2591O98.pdf | Łącznik krzywkowy serii 7GN, rozłącznik, 2 pola, 25A, do montażu wewnątrz szafy, z żółto/czerwonym pokrętłem blokowanym w pozycji 0, trzpieniem, osłonami zacisków i tabliczką 65x65mm | http://datasheet.lovatoelectric.com/Rotary_cam_switches/POL/7GN2591O98.pdf | Rotary cam switch 7GN series, ON-OFF switch 2 poles 25A, for rear mounting with red/yellow handle padlockable in 0, door coupling and protection covers, front plate 65X65mm | http://datasheet.lovatoelectric.com/Rotary_cam_switches/RON/7GN2591O98.pdf
7GN2591P |  |  | Enclosed rotary cam switch 7GN series, ON-OFF switch 2 poles 25A in plastic enclosure 75X75mm with black handle | http://datasheet.lovatoelectric.com/Rotary_cam_switches/ENG/7GN2591P.pdf | Commutatore a camme serie 7GN, interruttore 2 poli da 25A in cassetta plastica 75X75mm con maniglia nera | http://datasheet.lovatoelectric.com/Rotary_cam_switches/ITA/7GN2591P.pdf | Łącznik krzywkowy serii 7GN, rozłącznik, 2 pola, 25A, w obudowie 75x75mm i czarnym pokrętłem | http://datasheet.lovatoelectric.com/Rotary_cam_switches/POL/7GN2591P.pdf | Enclosed rotary cam switch 7GN series, ON-OFF switch 2 poles 25A in plastic enclosure 75X75mm with black handle | http://datasheet.lovatoelectric.com/Rotary_cam_switches/RON/7GN2591P.pdf
7GN2591P25 |  |  | Enclosed rotary cam switch 7GN series, ON-OFF switch 2 poles 25A in plastic enclosure 90X90mm with red/yellow handle | http://datasheet.lovatoelectric.com/Rotary_cam_switches/ENG/7GN2591P25.pdf | Commutatore a camme serie 7GN, interruttore 2 poli da 25A in cassetta plastica 90X90mm con maniglia giallo/rossa | http://datasheet.lovatoelectric.com/Rotary_cam_switches/ITA/7GN2591P25.pdf | Łącznik krzywkowy serii 7GN, rozłącznik, 2 pola, 25A, w obudowie 90x90mm i żółto/czerwonym pokrętłem | http://datasheet.lovatoelectric.com/Rotary_cam_switches/POL/7GN2591P25.pdf | Enclosed rotary cam switch 7GN series, ON-OFF switch 2 poles 25A in plastic enclosure 90X90mm with red/yellow handle | http://datasheet.lovatoelectric.com/Rotary_cam_switches/RON/7GN2591P25.pdf
7GN2591U | 7GN2510U.jpg | http://datasheet.lovatoelectric.com/Rotary_cam_switches/products_images/7GN2510U.jpg | Rotary cam switch 7GN series, ON-OFF switch 2 poles 25A, for front mounting with black handle, front plate 48X48mm | http://datasheet.lovatoelectric.com/Rotary_cam_switches/ENG/7GN2591U.pdf | Commutatore a camme serie 7GN, interruttore 2 poli da 25A in esecuzione per montaggio frontale con maniglia nera, mostrina 48X48mm | http://datasheet.lovatoelectric.com/Rotary_cam_switches/ITA/7GN2591U.pdf | Łącznik krzywkowy serii 7GN, rozłącznik, 2 pola, 25A, do montażu tablicowego, z czarnym pokrętłem i tabliczką 48x48mm | http://datasheet.lovatoelectric.com/Rotary_cam_switches/POL/7GN2591U.pdf | Rotary cam switch 7GN series, ON-OFF switch 2 poles 25A, for front mounting with black handle, front plate 48X48mm | http://datasheet.lovatoelectric.com/Rotary_cam_switches/RON/7GN2591U.pdf
7GN2591U11 | 7GN2510U11.jpg | http://datasheet.lovatoelectric.com/Rotary_cam_switches/products_images/7GN2510U11.jpg | Rotary cam switch 7GN series, ON-OFF switch 2 poles 25A, for front mounting with black handle without front plate for hole Ø22mm fixing | http://datasheet.lovatoelectric.com/Rotary_cam_switches/ENG/7GN2591U11.pdf | Commutatore a camme serie 7GN, interruttore 2 poli da 25A in esecuzione per montaggio frontale con maniglia nera senza mostrina con fissaggio foro diametro 22mm | http://datasheet.lovatoelectric.com/Rotary_cam_switches/ITA/7GN2591U11.pdf | Łącznik krzywkowy serii 7GN, rozłącznik, 2 pola, 25A, do montażu tablicowego w otworze 22mm, z czarnym pokrętłem bez tabliczki | http://datasheet.lovatoelectric.com/Rotary_cam_switches/POL/7GN2591U11.pdf | Rotary cam switch 7GN series, ON-OFF switch 2 poles 25A, for front mounting with black handle without front plate for hole Ø22mm fixing | http://datasheet.lovatoelectric.com/Rotary_cam_switches/RON/7GN2591U11.pdf
7GN2591U12 | 7GN2510U12.jpg | http://datasheet.lovatoelectric.com/Rotary_cam_switches/products_images/7GN2510U12.jpg | Rotary cam switch 7GN series, ON-OFF switch 2 poles 25A, for front mounting without front plate with key operation for hole Ø22mm fixing | http://datasheet.lovatoelectric.com/Rotary_cam_switches/ENG/7GN2591U12.pdf | Commutatore a camme serie 7GN, interruttore 2 poli da 25A in esecuzione per montaggio frontale senza mostrina con comando a chiave e fissaggio foro diametro 22mm | http://datasheet.lovatoelectric.com/Rotary_cam_switches/ITA/7GN2591U12.pdf | Łącznik krzywkowy serii 7GN, rozłącznik, 2 pola, 25A, do montażu tablicowego w otworze 22mm, sterowanie kluczem, bez tabliczki | http://datasheet.lovatoelectric.com/Rotary_cam_switches/POL/7GN2591U12.pdf | Rotary cam switch 7GN series, ON-OFF switch 2 poles 25A, for front mounting without front plate with key operation for hole Ø22mm fixing | http://datasheet.lovatoelectric.com/Rotary_cam_switches/RON/7GN2591U12.pdf
7GN2591U25 | 7GN2510U25.jpg | http://datasheet.lovatoelectric.com/Rotary_cam_switches/products_images/7GN2510U25.jpg | Rotary cam switch 7GN series, ON-OFF switch 2 poles 25A, for front mounting with red/yellow handle padlockable in 0 and protection covers, front plate 65X65mm | http://datasheet.lovatoelectric.com/Rotary_cam_switches/ENG/7GN2591U25.pdf | Commutatore a camme serie 7GN, interruttore 2 poli da 25A in esecuzione per montaggio frontale con maniglia giallo/rossa lucchettabile in 0 e copriterminali, mostrina 65X65mm | http://datasheet.lovatoelectric.com/Rotary_cam_switches/ITA/7GN2591U25.pdf | Łącznik krzywkowy serii 7GN, rozłącznik, 2 pola, 25A, do montażu tablicowego, z żółto/czerwonym pokrętłem blokowanym w pozycji 0, osłonami zacisków i tabliczką 65x65mm | http://datasheet.lovatoelectric.com/Rotary_cam_switches/POL/7GN2591U25.pdf | Rotary cam switch 7GN series, ON-OFF switch 2 poles 25A, for front mounting with red/yellow handle padlockable in 0 and protection covers, front plate 65X65mm | http://datasheet.lovatoelectric.com/Rotary_cam_switches/RON/7GN2591U25.pdf
7GN2591U47 | 7GN2510U47.jpg | http://datasheet.lovatoelectric.com/Rotary_cam_switches/products_images/7GN2510U47.jpg | Rotary cam switch 7GN series, ON-OFF switch 2 poles 25A, for snap on front mounting with black handle for hole Ø22mm fixing, front plate 48X48mm | http://datasheet.lovatoelectric.com/Rotary_cam_switches/ENG/7GN2591U47.pdf | Commutatore a camme serie 7GN, interruttore 2 poli da 25A in esecuzione per montaggio frontale con maniglia nera e fissaggio a scatto per foro diametro 22mm, mostrina 48x48mm | http://datasheet.lovatoelectric.com/Rotary_cam_switches/ITA/7GN2591U47.pdf | Łącznik krzywkowy serii 7GN, rozłącznik, 2 pola, 25A, do montażu tablicowego w otworze 22mm z czarnym pokrętłem, montowanym na zatrzask do korpusu i tabliczką 48x48mm | http://datasheet.lovatoelectric.com/Rotary_cam_switches/POL/7GN2591U47.pdf | Rotary cam switch 7GN series, ON-OFF switch 2 poles 25A, for snap on front mounting with black handle for hole Ø22mm fixing, front plate 48X48mm | http://datasheet.lovatoelectric.com/Rotary_cam_switches/RON/7GN2591U47.pdf
7GN2591U65 | 7GN2510U65.jpg | http://datasheet.lovatoelectric.com/Rotary_cam_switches/products_images/7GN2510U65.jpg | Rotary cam switch 7GN series, ON-OFF switch 2 poles 25A, for front mounting with red/yellow handle padlockable in 0 and protection covers, front plate 65X65mm | http://datasheet.lovatoelectric.com/Rotary_cam_switches/ENG/7GN2591U65.pdf | Commutatore a camme serie 7GN, interruttore 2 poli da 25A in esecuzione per montaggio frontale con maniglia giallo/rossa lucchettabile in 0 e copriterminali, mostrina 65X65mm | http://datasheet.lovatoelectric.com/Rotary_cam_switches/ITA/7GN2591U65.pdf | Łącznik krzywkowy serii 7GN, rozłącznik, 2 pola, 25A, do montażu tablicowego, z żółto/czerwonym pokrętłem blokowanym w pozycji 0, osłonami zacisków i tabliczką 65x65mm | http://datasheet.lovatoelectric.com/Rotary_cam_switches/POL/7GN2591U65.pdf | Rotary cam switch 7GN series, ON-OFF switch 2 poles 25A, for front mounting with red/yellow handle padlockable in 0 and protection covers, front plate 65X65mm | http://datasheet.lovatoelectric.com/Rotary_cam_switches/RON/7GN2591U65.pdf
7GN2592O | 7GN2510O.jpg | http://datasheet.lovatoelectric.com/Rotary_cam_switches/products_images/7GN2510O.jpg | Rotary cam switch 7GN series, ON-OFF switch 4 poles 25A, for rear mounting with black handle, front plate 48X48mm | http://datasheet.lovatoelectric.com/Rotary_cam_switches/ENG/7GN2592O.pdf | Commutatore a camme serie 7GN, interruttore 4 poli da 25A in esecuzione per montaggio a fondo quadro con maniglia nera, mostrina 48X48mm | http://datasheet.lovatoelectric.com/Rotary_cam_switches/ITA/7GN2592O.pdf | Łącznik krzywkowy serii 7GN, rozłącznik, 4 pola, 25A, do montażu wewnątrz szafy z czarnym pokrętłem i tabliczką 48x48mm | http://datasheet.lovatoelectric.com/Rotary_cam_switches/POL/7GN2592O.pdf | Rotary cam switch 7GN series, ON-OFF switch 4 poles 25A, for rear mounting with black handle, front plate 48X48mm | http://datasheet.lovatoelectric.com/Rotary_cam_switches/RON/7GN2592O.pdf
7GN2592O48 | 7GN2510O48.jpg | http://datasheet.lovatoelectric.com/Rotary_cam_switches/products_images/7GN2510O48.jpg | Rotary cam switch 7GN series, ON-OFF switch 4 poles 25A, modular service cover for 35mm DIN reail mounting with black handle, front plate 45X54mm | http://datasheet.lovatoelectric.com/Rotary_cam_switches/ENG/7GN2592O48.pdf | Commutatore a camme serie 7GN, interruttore 4 poli da 25A in esecuzione modulare per montaggio su guida DIN con maniglia nera, mostrina 45X54mm | http://datasheet.lovatoelectric.com/Rotary_cam_switches/ITA/7GN2592O48.pdf | Łącznik krzywkowy serii 7GN, rozłącznik, 4 pola, 25A, wykonanie modułowe do montażu na szynie DIN 35mm, z czarnym pokrętłem i tabliczką 45x54mm | http://datasheet.lovatoelectric.com/Rotary_cam_switches/POL/7GN2592O48.pdf | Rotary cam switch 7GN series, ON-OFF switch 4 poles 25A, modular service cover for 35mm DIN reail mounting with black handle, front plate 45X54mm | http://datasheet.lovatoelectric.com/Rotary_cam_switches/RON/7GN2592O48.pdf
7GN2592O88 | 7GN2510O88.jpg | http://datasheet.lovatoelectric.com/Rotary_cam_switches/products_images/7GN2510O88.jpg | Rotary cam switch 7GN series, ON-OFF switch 4 poles 25A, for rear mounting with red/yellow handle padlockable in 0, door coupling and protection covers, front plate 65X65mm | http://datasheet.lovatoelectric.com/Rotary_cam_switches/ENG/7GN2592O88.pdf | Commutatore a camme serie 7GN, interruttore 4 poli da 25A in esecuzione per montaggio a fondo quadro con maniglia giallo/rossa lucchettabile in 0 con funzione blocco porta e copriterminali, mostrina 65X65mm | http://datasheet.lovatoelectric.com/Rotary_cam_switches/ITA/7GN2592O88.pdf | Łącznik krzywkowy serii 7GN, rozłącznik, 4 pola, 25A, do montażu wewnątrz szafy, z żółto/czerwonym pokrętłem blokowanym w pozycji 0, trzpieniem, osłonami zacisków i tabliczką 65x65mm | http://datasheet.lovatoelectric.com/Rotary_cam_switches/POL/7GN2592O88.pdf | Rotary cam switch 7GN series, ON-OFF switch 4 poles 25A, for rear mounting with red/yellow handle padlockable in 0, door coupling and protection covers, front plate 65X65mm | http://datasheet.lovatoelectric.com/Rotary_cam_switches/RON/7GN2592O88.pdf
7GN2592O98 | 7GN2510O98.jpg | http://datasheet.lovatoelectric.com/Rotary_cam_switches/products_images/7GN2510O98.jpg | Rotary cam switch 7GN series, ON-OFF switch 4 poles 25A, for rear mounting with red/yellow handle padlockable in 0, door coupling and protection covers, front plate 65X65mm | http://datasheet.lovatoelectric.com/Rotary_cam_switches/ENG/7GN2592O98.pdf | Commutatore a camme serie 7GN, interruttore 4 poli da 25A in esecuzione per montaggio a fondo quadro con maniglia giallo/rossa lucchettabile in 0 con funzione blocco porta e copriterminali, mostrina 65X65mm | http://datasheet.lovatoelectric.com/Rotary_cam_switches/ITA/7GN2592O98.pdf | Łącznik krzywkowy serii 7GN, rozłącznik, 4 pola, 25A, do montażu wewnątrz szafy, z żółto/czerwonym pokrętłem blokowanym w pozycji 0, trzpieniem, osłonami zacisków i tabliczką 65x65mm | http://datasheet.lovatoelectric.com/Rotary_cam_switches/POL/7GN2592O98.pdf | Rotary cam switch 7GN series, ON-OFF switch 4 poles 25A, for rear mounting with red/yellow handle padlockable in 0, door coupling and protection covers, front plate 65X65mm | http://datasheet.lovatoelectric.com/Rotary_cam_switches/RON/7GN2592O98.pdf
7GN2592P |  |  | Enclosed rotary cam switch 7GN series, ON-OFF switch 4 poles 25A in plastic enclosure 75X75mm with black handle | http://datasheet.lovatoelectric.com/Rotary_cam_switches/ENG/7GN2592P.pdf | Commutatore a camme serie 7GN, interruttore 4 poli da 25A in cassetta plastica 75X75mm con maniglia nera | http://datasheet.lovatoelectric.com/Rotary_cam_switches/ITA/7GN2592P.pdf | Łącznik krzywkowy serii 7GN, rozłącznik, 4 pola, 25A, w obudowie 75x75mm i czarnym pokrętłem | http://datasheet.lovatoelectric.com/Rotary_cam_switches/POL/7GN2592P.pdf | Enclosed rotary cam switch 7GN series, ON-OFF switch 4 poles 25A in plastic enclosure 75X75mm with black handle | http://datasheet.lovatoelectric.com/Rotary_cam_switches/RON/7GN2592P.pdf
7GN2592P25 | 7GN2592P25.jpg | http://datasheet.lovatoelectric.com/Rotary_cam_switches/products_images/7GN2592P25.jpg | Enclosed rotary cam switch 7GN series, ON-OFF switch 4 poles 25A in plastic enclosure 90X90mm with red/yellow handle | http://datasheet.lovatoelectric.com/Rotary_cam_switches/ENG/7GN2592P25.pdf | Commutatore a camme serie 7GN, interruttore 4 poli da 25A in cassetta plastica 90X90mm con maniglia giallo/rossa | http://datasheet.lovatoelectric.com/Rotary_cam_switches/ITA/7GN2592P25.pdf | Łącznik krzywkowy serii 7GN, rozłącznik, 4 pola, 25A, w obudowie 90x90mm i żółto/czerwonym pokrętłem | http://datasheet.lovatoelectric.com/Rotary_cam_switches/POL/7GN2592P25.pdf | Enclosed rotary cam switch 7GN series, ON-OFF switch 4 poles 25A in plastic enclosure 90X90mm with red/yellow handle | http://datasheet.lovatoelectric.com/Rotary_cam_switches/RON/7GN2592P25.pdf
7GN2592U | 7GN2510U.jpg | http://datasheet.lovatoelectric.com/Rotary_cam_switches/products_images/7GN2510U.jpg | Rotary cam switch 7GN series, ON-OFF switch 4 poles 25A, for front mounting with black handle, front plate 48X48mm | http://datasheet.lovatoelectric.com/Rotary_cam_switches/ENG/7GN2592U.pdf | Commutatore a camme serie 7GN, interruttore 4 poli da 25A in esecuzione per montaggio frontale con maniglia nera, mostrina 48X48mm | http://datasheet.lovatoelectric.com/Rotary_cam_switches/ITA/7GN2592U.pdf | Łącznik krzywkowy serii 7GN, rozłącznik, 4 pola, 25A, do montażu tablicowego, z czarnym pokrętłem i tabliczką 48x48mm | http://datasheet.lovatoelectric.com/Rotary_cam_switches/POL/7GN2592U.pdf | Rotary cam switch 7GN series, ON-OFF switch 4 poles 25A, for front mounting with black handle, front plate 48X48mm | http://datasheet.lovatoelectric.com/Rotary_cam_switches/RON/7GN2592U.pdf
7GN2592U11 | 7GN2510U11.jpg | http://datasheet.lovatoelectric.com/Rotary_cam_switches/products_images/7GN2510U11.jpg | Rotary cam switch 7GN series, ON-OFF switch 4 poles 25A, for front mounting with black handle without front plate for hole Ø22mm fixing | http://datasheet.lovatoelectric.com/Rotary_cam_switches/ENG/7GN2592U11.pdf | Commutatore a camme serie 7GN, interruttore 4 poli da 25A in esecuzione per montaggio frontale con maniglia nera senza mostrina con fissaggio foro diametro 22mm | http://datasheet.lovatoelectric.com/Rotary_cam_switches/ITA/7GN2592U11.pdf | Łącznik krzywkowy serii 7GN, rozłącznik, 4 pola, 25A, do montażu tablicowego w otworze 22mm, z czarnym pokrętłem bez tabliczki | http://datasheet.lovatoelectric.com/Rotary_cam_switches/POL/7GN2592U11.pdf | Rotary cam switch 7GN series, ON-OFF switch 4 poles 25A, for front mounting with black handle without front plate for hole Ø22mm fixing | http://datasheet.lovatoelectric.com/Rotary_cam_switches/RON/7GN2592U11.pdf
7GN2592U12 | 7GN2510U12.jpg | http://datasheet.lovatoelectric.com/Rotary_cam_switches/products_images/7GN2510U12.jpg | Rotary cam switch 7GN series, ON-OFF switch 4 poles 25A, for front mounting without front plate with key operation for hole Ø22mm fixing | http://datasheet.lovatoelectric.com/Rotary_cam_switches/ENG/7GN2592U12.pdf | Commutatore a camme serie 7GN, interruttore 4 poli da 25A in esecuzione per montaggio frontale senza mostrina con comando a chiave e fissaggio foro diametro 22mm | http://datasheet.lovatoelectric.com/Rotary_cam_switches/ITA/7GN2592U12.pdf | Łącznik krzywkowy serii 7GN, rozłącznik, 4 pola, 25A, do montażu tablicowego w otworze 22mm, sterowanie kluczem, bez tabliczki | http://datasheet.lovatoelectric.com/Rotary_cam_switches/POL/7GN2592U12.pdf | Rotary cam switch 7GN series, ON-OFF switch 4 poles 25A, for front mounting without front plate with key operation for hole Ø22mm fixing | http://datasheet.lovatoelectric.com/Rotary_cam_switches/RON/7GN2592U12.pdf
7GN2592U25 | 7GN2510U25.jpg | http://datasheet.lovatoelectric.com/Rotary_cam_switches/products_images/7GN2510U25.jpg | Rotary cam switch 7GN series, ON-OFF switch 4 poles 25A, for front mounting with red/yellow handle padlockable in 0 and protection covers, front plate 65X65mm | http://datasheet.lovatoelectric.com/Rotary_cam_switches/ENG/7GN2592U25.pdf | Commutatore a camme serie 7GN, interruttore 4 poli da 25A in esecuzione per montaggio frontale con maniglia giallo/rossa lucchettabile in 0 e copriterminali, mostrina 65X65mm | http://datasheet.lovatoelectric.com/Rotary_cam_switches/ITA/7GN2592U25.pdf | Łącznik krzywkowy serii 7GN, rozłącznik, 4 pola, 25A, do montażu tablicowego, z żółto/czerwonym pokrętłem blokowanym w pozycji 0, osłonami zacisków i tabliczką 65x65mm | http://datasheet.lovatoelectric.com/Rotary_cam_switches/POL/7GN2592U25.pdf | Rotary cam switch 7GN series, ON-OFF switch 4 poles 25A, for front mounting with red/yellow handle padlockable in 0 and protection covers, front plate 65X65mm | http://datasheet.lovatoelectric.com/Rotary_cam_switches/RON/7GN2592U25.pdf
7GN2592U47 | 7GN2510U47.jpg | http://datasheet.lovatoelectric.com/Rotary_cam_switches/products_images/7GN2510U47.jpg | Rotary cam switch 7GN series, ON-OFF switch 4 poles 25A, for snap on front mounting with black handle for hole Ø22mm fixing, front plate 48X48mm | http://datasheet.lovatoelectric.com/Rotary_cam_switches/ENG/7GN2592U47.pdf | Commutatore a camme serie 7GN, interruttore 4 poli da 25A in esecuzione per montaggio frontale con maniglia nera e fissaggio a scatto per foro diametro 22mm, mostrina 48x48mm | http://datasheet.lovatoelectric.com/Rotary_cam_switches/ITA/7GN2592U47.pdf | Łącznik krzywkowy serii 7GN, rozłącznik, 4 pola, 25A, do montażu tablicowego w otworze 22mm z czarnym pokrętłem, montowanym na zatrzask do korpusu i tabliczką 48x48mm | http://datasheet.lovatoelectric.com/Rotary_cam_switches/POL/7GN2592U47.pdf | Rotary cam switch 7GN series, ON-OFF switch 4 poles 25A, for snap on front mounting with black handle for hole Ø22mm fixing, front plate 48X48mm | http://datasheet.lovatoelectric.com/Rotary_cam_switches/RON/7GN2592U47.pdf
7GN2592U65 | 7GN2510U65.jpg | http://datasheet.lovatoelectric.com/Rotary_cam_switches/products_images/7GN2510U65.jpg | Rotary cam switch 7GN series, ON-OFF switch 4 poles 25A, for front mounting with red/yellow handle padlockable in 0 and protection covers, front plate 65X65mm | http://datasheet.lovatoelectric.com/Rotary_cam_switches/ENG/7GN2592U65.pdf | Commutatore a camme serie 7GN, interruttore 4 poli da 25A in esecuzione per montaggio frontale con maniglia giallo/rossa lucchettabile in 0 e copriterminali, mostrina 65X65mm | http://datasheet.lovatoelectric.com/Rotary_cam_switches/ITA/7GN2592U65.pdf | Łącznik krzywkowy serii 7GN, rozłącznik, 4 pola, 25A, do montażu tablicowego, z żółto/czerwonym pokrętłem blokowanym w pozycji 0, osłonami zacisków i tabliczką 65x65mm | http://datasheet.lovatoelectric.com/Rotary_cam_switches/POL/7GN2592U65.pdf | Rotary cam switch 7GN series, ON-OFF switch 4 poles 25A, for front mounting with red/yellow handle padlockable in 0 and protection covers, front plate 65X65mm | http://datasheet.lovatoelectric.com/Rotary_cam_switches/RON/7GN2592U65.pdf
7GN2593O |  |  | Rotary cam switch 7GN series, multi-step 1-2-3, 3 poles 25A, for rear mounting with black handle, front plate 48X48mm | http://datasheet.lovatoelectric.com/Rotary_cam_switches/ENG/7GN2593O.pdf | Commutatore a camme serie 7GN, multivia 1-2-3 3 poli da 25A in esecuzione per montaggio a fondo quadro con maniglia nera, mostrina 48X48mm | http://datasheet.lovatoelectric.com/Rotary_cam_switches/ITA/7GN2593O.pdf | Łącznik krzywkowy serii 7GN, wielopozycyjny 1-2-3, 3 pola, 25A, do montażu wewnątrz szafy z czarnym pokrętłem i tabliczką 48x48mm | http://datasheet.lovatoelectric.com/Rotary_cam_switches/POL/7GN2593O.pdf | Rotary cam switch 7GN series, multi-step 1-2-3, 3 poles 25A, for rear mounting with black handle, front plate 48X48mm | http://datasheet.lovatoelectric.com/Rotary_cam_switches/RON/7GN2593O.pdf
7GN2593O48 |  |  | Rotary cam switch 7GN series, multi-step 1-2-3, 3 poles 25A, modular service cover for 35mm DIN reail mounting with black handle, front plate 45X54mm | http://datasheet.lovatoelectric.com/Rotary_cam_switches/ENG/7GN2593O48.pdf | Commutatore a camme serie 7GN, multivia 1-2-3 3 poli da 25A in esecuzione modulare per montaggio su guida DIN con maniglia nera, mostrina 45X54mm | http://datasheet.lovatoelectric.com/Rotary_cam_switches/ITA/7GN2593O48.pdf | Łącznik krzywkowy serii 7GN, wielopozycyjny 1-2-3, 3 pola, 25A, wykonanie modułowe do montażu na szynie DIN 35mm, z czarnym pokrętłem i tabliczką 45x54mm | http://datasheet.lovatoelectric.com/Rotary_cam_switches/POL/7GN2593O48.pdf | Rotary cam switch 7GN series, multi-step 1-2-3, 3 poles 25A, modular service cover for 35mm DIN reail mounting with black handle, front plate 45X54mm | http://datasheet.lovatoelectric.com/Rotary_cam_switches/RON/7GN2593O48.pdf
7GN2593P |  |  | Enclosed rotary cam switch 7GN series, multi-step 1-2-3, 3 poles 25A in plastic enclosure 75X75mm with black handle | http://datasheet.lovatoelectric.com/Rotary_cam_switches/ENG/7GN2593P.pdf | Commutatore a camme serie 7GN, multivia 1-2-3 3 poli da 25A in cassetta plastica 75X75mm con maniglia nera | http://datasheet.lovatoelectric.com/Rotary_cam_switches/ITA/7GN2593P.pdf | Łącznik krzywkowy serii 7GN, wielopozycyjny 1-2-3, 3 pola, 25A, w obudowie 75x75mm i czarnym pokrętłem | http://datasheet.lovatoelectric.com/Rotary_cam_switches/POL/7GN2593P.pdf | Enclosed rotary cam switch 7GN series, multi-step 1-2-3, 3 poles 25A in plastic enclosure 75X75mm with black handle | http://datasheet.lovatoelectric.com/Rotary_cam_switches/RON/7GN2593P.pdf
7GN2593U |  |  | Rotary cam switch 7GN series, multi-step 1-2-3, 3 poles 25A, for front mounting with black handle, front plate 48X48mm | http://datasheet.lovatoelectric.com/Rotary_cam_switches/ENG/7GN2593U.pdf | Commutatore a camme serie 7GN, multivia 1-2-3 3 poli da 25A in esecuzione per montaggio frontale con maniglia nera, mostrina 48X48mm | http://datasheet.lovatoelectric.com/Rotary_cam_switches/ITA/7GN2593U.pdf | Łącznik krzywkowy serii 7GN, wielopozycyjny 1-2-3, 3 pola, 25A, do montażu tablicowego, z czarnym pokrętłem i tabliczką 48x48mm | http://datasheet.lovatoelectric.com/Rotary_cam_switches/POL/7GN2593U.pdf | Rotary cam switch 7GN series, multi-step 1-2-3, 3 poles 25A, for front mounting with black handle, front plate 48X48mm | http://datasheet.lovatoelectric.com/Rotary_cam_switches/RON/7GN2593U.pdf
7GN2593U47 |  |  | Rotary cam switch 7GN series, multi-step 1-2-3, 3 poles 25A, for snap on front mounting with black handle for hole Ø22mm fixing, front plate 48X48mm | http://datasheet.lovatoelectric.com/Rotary_cam_switches/ENG/7GN2593U47.pdf | Commutatore a camme serie 7GN, multivia 1-2-3 3 poli da 25A in esecuzione per montaggio frontale con maniglia nera e fissaggio a scatto per foro diametro 22mm, mostrina 48X48mm | http://datasheet.lovatoelectric.com/Rotary_cam_switches/ITA/7GN2593U47.pdf | Łącznik krzywkowy serii 7GN, wielopozycyjny 1-2-3, 3 pola, 25A, do montażu tablicowego w otworze 22mm z czarnym pokrętłem, montowanym na zatrzask do korpusu i tabliczką 48x48mm | http://datasheet.lovatoelectric.com/Rotary_cam_switches/POL/7GN2593U47.pdf | Rotary cam switch 7GN series, multi-step 1-2-3, 3 poles 25A, for snap on front mounting with black handle for hole Ø22mm fixing, front plate 48X48mm | http://datasheet.lovatoelectric.com/Rotary_cam_switches/RON/7GN2593U47.pdf
7GN2594O |  |  | Rotary cam switch 7GN series, multi-step 1-2-3-4, 3 poles 25A, for rear mounting with black handle, front plate 48X48mm | http://datasheet.lovatoelectric.com/Rotary_cam_switches/ENG/7GN2594O.pdf | Commutatore a camme serie 7GN, multivia 1-2-3-4 3 poli da 25A in esecuzione per montaggio a fondo quadro con maniglia nera, mostrina 48X48mm | http://datasheet.lovatoelectric.com/Rotary_cam_switches/ITA/7GN2594O.pdf | Łącznik krzywkowy serii 7GN, wielopozycyjny 1-2-3-4, 3 pola, 25A, do montażu wewnątrz szafy z czarnym pokrętłem i tabliczką 48x48mm | http://datasheet.lovatoelectric.com/Rotary_cam_switches/POL/7GN2594O.pdf | Rotary cam switch 7GN series, multi-step 1-2-3-4, 3 poles 25A, for rear mounting with black handle, front plate 48X48mm | http://datasheet.lovatoelectric.com/Rotary_cam_switches/RON/7GN2594O.pdf
7GN2594O48 |  |  |  | http://datasheet.lovatoelectric.com/Rotary_cam_switches/ENG/7GN2594O48.pdf |  | http://datasheet.lovatoelectric.com/Rotary_cam_switches/ITA/7GN2594O48.pdf |  | http://datasheet.lovatoelectric.com/Rotary_cam_switches/POL/7GN2594O48.pdf |  | http://datasheet.lovatoelectric.com/Rotary_cam_switches/RON/7GN2594O48.pdf
7GN2594U |  |  | Rotary cam switch 7GN series, multi-step 1-2-3-4, 3 poles 25A, for front mounting with black handle, front plate 48X48mm | http://datasheet.lovatoelectric.com/Rotary_cam_switches/ENG/7GN2594U.pdf | Commutatore a camme serie 7GN, multivia 1-2-3-4 3 poli da 25A in esecuzione per montaggio frontale con maniglia nera, mostrina 48X48mm | http://datasheet.lovatoelectric.com/Rotary_cam_switches/ITA/7GN2594U.pdf | Łącznik krzywkowy serii 7GN, wielopozycyjny 1-2-3-4, 3 pola, 25A, do montażu tablicowego, z czarnym pokrętłem i tabliczką 48x48mm | http://datasheet.lovatoelectric.com/Rotary_cam_switches/POL/7GN2594U.pdf | Rotary cam switch 7GN series, multi-step 1-2-3-4, 3 poles 25A, for front mounting with black handle, front plate 48X48mm | http://datasheet.lovatoelectric.com/Rotary_cam_switches/RON/7GN2594U.pdf
7GN2594U47 |  |  | Rotary cam switch 7GN series, multi-step 1-2-3-4, 3 poles 25A, for snap on front mounting with black handle for hole Ø22mm fixing, front plate 48X48mm | http://datasheet.lovatoelectric.com/Rotary_cam_switches/ENG/7GN2594U47.pdf | Commutatore a camme serie 7GN, multivia 1-2-3-4 3 poli da 25A in esecuzione per montaggio frontale con maniglia nera e fissaggio a scatto per foro diametro 22mm, mostrina 48X48mm | http://datasheet.lovatoelectric.com/Rotary_cam_switches/ITA/7GN2594U47.pdf | Łącznik krzywkowy serii 7GN, wielopozycyjny 1-2-3-4, 3 pola, 25A, do montażu tablicowego w otworze 22mm z czarnym pokrętłem, montowanym na zatrzask do korpusu i tabliczką 48x48mm | http://datasheet.lovatoelectric.com/Rotary_cam_switches/POL/7GN2594U47.pdf | Rotary cam switch 7GN series, multi-step 1-2-3-4, 3 poles 25A, for snap on front mounting with black handle for hole Ø22mm fixing, front plate 48X48mm | http://datasheet.lovatoelectric.com/Rotary_cam_switches/RON/7GN2594U47.pdf
7GN2597O |  |  | Rotary cam switch 7GN series, ammeter switch 25A, for rear mounting with black handle, front plate 48X48mm | http://datasheet.lovatoelectric.com/Rotary_cam_switches/ENG/7GN2597O.pdf | Commutatore a camme serie 7GN, commutatore amperometrico da 25A in esecuzione per montaggio a fondo quadro con maniglia nera, mostrina 48X48mm | http://datasheet.lovatoelectric.com/Rotary_cam_switches/ITA/7GN2597O.pdf | Łącznik krzywkowy serii 7GN,przełącznik amperomierzy, 25A, do montażu wewnątrz szafy z czarnym pokrętłem i tabliczką 48x48mm | http://datasheet.lovatoelectric.com/Rotary_cam_switches/POL/7GN2597O.pdf | Rotary cam switch 7GN series, ammeter switch 25A, for rear mounting with black handle, front plate 48X48mm | http://datasheet.lovatoelectric.com/Rotary_cam_switches/RON/7GN2597O.pdf
7GN2597O48 |  |  | Rotary cam switch 7GN series, ammeter switch 25A, modular service cover for 35mm DIN reail mounting with black handle, front plate 45X54mm | http://datasheet.lovatoelectric.com/Rotary_cam_switches/ENG/7GN2597O48.pdf | Commutatore a camme serie 7GN, commutatore amperometrico da 25A in esecuzione modulare per montaggio su guida DIN con maniglia nera, mostrina 45X54mm | http://datasheet.lovatoelectric.com/Rotary_cam_switches/ITA/7GN2597O48.pdf | Łącznik krzywkowy serii 7GN, przełącznik amperomierzy, 25A, wykonanie modułowe do montażu na szynie DIN 35mm, z czarnym pokrętłem i tabliczką 45x54mm | http://datasheet.lovatoelectric.com/Rotary_cam_switches/POL/7GN2597O48.pdf | Rotary cam switch 7GN series, ammeter switch 25A, modular service cover for 35mm DIN reail mounting with black handle, front plate 45X54mm | http://datasheet.lovatoelectric.com/Rotary_cam_switches/RON/7GN2597O48.pdf
7GN2597U |  |  | Rotary cam switch 7GN series, ammeter switch 25A, for front mounting with black handle, front plate 48X48mm | http://datasheet.lovatoelectric.com/Rotary_cam_switches/ENG/7GN2597U.pdf | Commutatore a camme serie 7GN, commutatore amperometrico da 25A in esecuzione per montaggio frontale con maniglia nera, mostrina 48X48mm | http://datasheet.lovatoelectric.com/Rotary_cam_switches/ITA/7GN2597U.pdf | Łącznik krzywkowy serii 7GN, przełącznik amperomierzy, 25A, do montażu tablicowego, z czarnym pokrętłem i tabliczką 48x48mm | http://datasheet.lovatoelectric.com/Rotary_cam_switches/POL/7GN2597U.pdf | Rotary cam switch 7GN series, ammeter switch 25A, for front mounting with black handle, front plate 48X48mm | http://datasheet.lovatoelectric.com/Rotary_cam_switches/RON/7GN2597U.pdf
7GN2597U47 |  |  | Rotary cam switch 7GN series, ammeter switch 25A, for snap on front mounting with black handle for hole Ø22mm fixing, front plate 48X48mm | http://datasheet.lovatoelectric.com/Rotary_cam_switches/ENG/7GN2597U47.pdf | Commutatore a camme serie 7GN, commutatore amperometrico da 25A in esecuzione per montaggio frontale con maniglia nera e fissaggio a scatto per foro diametro 22mm, mostrina 48X48mm | http://datasheet.lovatoelectric.com/Rotary_cam_switches/ITA/7GN2597U47.pdf | Łącznik krzywkowy serii 7GN, przełącznik amperomierzy, 25A, do montażu tablicowego w otworze 22mm z czarnym pokrętłem, montowanym na zatrzask do korpusu i tabliczką 48x48mm | http://datasheet.lovatoelectric.com/Rotary_cam_switches/POL/7GN2597U47.pdf | Rotary cam switch 7GN series, ammeter switch 25A, for snap on front mounting with black handle for hole Ø22mm fixing, front plate 48X48mm | http://datasheet.lovatoelectric.com/Rotary_cam_switches/RON/7GN2597U47.pdf
7GN2598O |  |  | Rotary cam switch 7GN series, ammeter switch 25A, for rear mounting with black handle, front plate 48X48mm | http://datasheet.lovatoelectric.com/Rotary_cam_switches/ENG/7GN2598O.pdf | Commutatore a camme serie 7GN, commutatore amperometrico da 25A in esecuzione per montaggio a fondo quadro con maniglia nera, mostrina 48X48mm | http://datasheet.lovatoelectric.com/Rotary_cam_switches/ITA/7GN2598O.pdf | Łącznik krzywkowy serii 7GN,przełącznik amperomierzy, 25A, do montażu wewnątrz szafy z czarnym pokrętłem i tabliczką 48x48mm | http://datasheet.lovatoelectric.com/Rotary_cam_switches/POL/7GN2598O.pdf | Rotary cam switch 7GN series, ammeter switch 25A, for rear mounting with black handle, front plate 48X48mm | http://datasheet.lovatoelectric.com/Rotary_cam_switches/RON/7GN2598O.pdf
7GN2598O48 |  |  | Rotary cam switch 7GN series, ammeter switch 25A, modular service cover for 35mm DIN reail mounting with black handle, front plate 45X54mm | http://datasheet.lovatoelectric.com/Rotary_cam_switches/ENG/7GN2598O48.pdf | Commutatore a camme serie 7GN, commutatore amperometrico da 25A in esecuzione modulare per montaggio su guida DIN con maniglia nera, mostrina 45X54mm | http://datasheet.lovatoelectric.com/Rotary_cam_switches/ITA/7GN2598O48.pdf | Łącznik krzywkowy serii 7GN, przełącznik amperomierzy, 25A, wykonanie modułowe do montażu na szynie DIN 35mm, z czarnym pokrętłem i tabliczką 45x54mm | http://datasheet.lovatoelectric.com/Rotary_cam_switches/POL/7GN2598O48.pdf | Rotary cam switch 7GN series, ammeter switch 25A, modular service cover for 35mm DIN reail mounting with black handle, front plate 45X54mm | http://datasheet.lovatoelectric.com/Rotary_cam_switches/RON/7GN2598O48.pdf
7GN2598U |  |  | Rotary cam switch 7GN series, ammeter switch 25A, for front mounting with black handle, front plate 48X48mm | http://datasheet.lovatoelectric.com/Rotary_cam_switches/ENG/7GN2598U.pdf | Commutatore a camme serie 7GN, commutatore amperometrico da 25A in esecuzione per montaggio frontale con maniglia nera, mostrina 48X48mm | http://datasheet.lovatoelectric.com/Rotary_cam_switches/ITA/7GN2598U.pdf | Łącznik krzywkowy serii 7GN, przełącznik amperomierzy, 25A, do montażu tablicowego, z czarnym pokrętłem i tabliczką 48x48mm | http://datasheet.lovatoelectric.com/Rotary_cam_switches/POL/7GN2598U.pdf | Rotary cam switch 7GN series, ammeter switch 25A, for front mounting with black handle, front plate 48X48mm | http://datasheet.lovatoelectric.com/Rotary_cam_switches/RON/7GN2598U.pdf
7GN2598U47 |  |  | Rotary cam switch 7GN series, ammeter switch 25A, for snap on front mounting with black handle for hole Ø22mm fixing, front plate 48X48mm | http://datasheet.lovatoelectric.com/Rotary_cam_switches/ENG/7GN2598U47.pdf | Commutatore a camme serie 7GN, commutatore amperometrico da 25A in esecuzione per montaggio frontale con maniglia nera e fissaggio a scatto per foro diametro 22mm, mostrina 48X48mm | http://datasheet.lovatoelectric.com/Rotary_cam_switches/ITA/7GN2598U47.pdf | Łącznik krzywkowy serii 7GN, przełącznik amperomierzy, 25A, do montażu tablicowego w otworze 22mm z czarnym pokrętłem, montowanym na zatrzask do korpusu i tabliczką 48x48mm | http://datasheet.lovatoelectric.com/Rotary_cam_switches/POL/7GN2598U47.pdf | Rotary cam switch 7GN series, ammeter switch 25A, for snap on front mounting with black handle for hole Ø22mm fixing, front plate 48X48mm | http://datasheet.lovatoelectric.com/Rotary_cam_switches/RON/7GN2598U47.pdf
7GN3203O | 7GN4010O.jpg | http://datasheet.lovatoelectric.com/Rotary_cam_switches/products_images/7GN4010O.jpg | Rotary cam switch 7GN series, ON-OFF spring return switch 3 poles 32A, for rear mounting with black handle, front plate 65X65mm | http://datasheet.lovatoelectric.com/Rotary_cam_switches/ENG/7GN3203O.pdf | Commutatore a camme serie 7GN, interruttore con ritorno a molla 3 poli da 32A in esecuzione per montaggio a fondo quadro con maniglia nera, mostrina 65X65mm | http://datasheet.lovatoelectric.com/Rotary_cam_switches/ITA/7GN3203O.pdf | Łącznik krzywkowy serii 7GN, rozłącznik z powrotem do pozycji 0, 3 pola, 32A, do montażu wewnątrz szafy z czarnym pokrętłem i tabliczką 65x65mm | http://datasheet.lovatoelectric.com/Rotary_cam_switches/POL/7GN3203O.pdf | Rotary cam switch 7GN series, ON-OFF spring return switch 3 poles 32A, for rear mounting with black handle, front plate 65X65mm | http://datasheet.lovatoelectric.com/Rotary_cam_switches/RON/7GN3203O.pdf
7GN3203P | 7GN4010P.jpg | http://datasheet.lovatoelectric.com/Rotary_cam_switches/products_images/7GN4010P.jpg | Enclosed rotary cam switch 7GN series, ON-OFF spring return switch 3 poles 32A in plastic enclosure 90X90mm with black handle | http://datasheet.lovatoelectric.com/Rotary_cam_switches/ENG/7GN3203P.pdf | Commutatore a camme serie 7GN, interruttore con ritorno a molla 3 poli da 32A in cassetta plastica 90X90mm con maniglia nera | http://datasheet.lovatoelectric.com/Rotary_cam_switches/ITA/7GN3203P.pdf | Łącznik krzywkowy serii 7GN, rozłącznik z powrotem do pozycji 0, 3 pola, 32A, w obudowie 90x90mm i czarnym pokrętłem | http://datasheet.lovatoelectric.com/Rotary_cam_switches/POL/7GN3203P.pdf | Enclosed rotary cam switch 7GN series, ON-OFF spring return switch 3 poles 32A in plastic enclosure 90X90mm with black handle | http://datasheet.lovatoelectric.com/Rotary_cam_switches/RON/7GN3203P.pdf
7GN3203U | 7GN4010U.jpg | http://datasheet.lovatoelectric.com/Rotary_cam_switches/products_images/7GN4010U.jpg | Rotary cam switch 7GN series, ON-OFF spring return switch 3 poles 32A, for front mounting with black handle, front plate 65X65mm | http://datasheet.lovatoelectric.com/Rotary_cam_switches/ENG/7GN3203U.pdf | Commutatore a camme serie 7GN, interruttore con ritorno a molla 3 poli da 32A in esecuzione per montaggio frontale con maniglia nera, mostrina 65X65mm | http://datasheet.lovatoelectric.com/Rotary_cam_switches/ITA/7GN3203U.pdf | Łącznik krzywkowy serii 7GN, rozłącznik z powrotem do pozycji 0, 3 pola, 32A, do montażu tablicowego, z czarnym pokrętłem i tabliczką 65x65mm | http://datasheet.lovatoelectric.com/Rotary_cam_switches/POL/7GN3203U.pdf | Rotary cam switch 7GN series, ON-OFF spring return switch 3 poles 32A, for front mounting with black handle, front plate 65X65mm | http://datasheet.lovatoelectric.com/Rotary_cam_switches/RON/7GN3203U.pdf
7GN3205O |  |  | Rotary cam switch 7GN series, ON-OFF switch 1 pole 32A, for rear mounting with black handle, front plate 65X65mm | http://datasheet.lovatoelectric.com/Rotary_cam_switches/ENG/7GN3205O.pdf | Commutatore a camme serie 7GN, interruttore 1 polo da 32A in esecuzione per montaggio a fondo quadro con maniglia nera, mostrina 65X65mm | http://datasheet.lovatoelectric.com/Rotary_cam_switches/ITA/7GN3205O.pdf | Łącznik krzywkowy serii 7GN, rozłącznik, 1 pole, 32A, do montażu wewnątrz szafy z czarnym pokrętłem i tabliczką 65x65mm | http://datasheet.lovatoelectric.com/Rotary_cam_switches/POL/7GN3205O.pdf | Rotary cam switch 7GN series, ON-OFF switch 1 pole 32A, for rear mounting with black handle, front plate 65X65mm | http://datasheet.lovatoelectric.com/Rotary_cam_switches/RON/7GN3205O.pdf
7GN3205O88 |  |  | Rotary cam switch 7GN series, ON-OFF switch 1 pole 32A, for rear mounting with red/yellow handle padlockable in 0, door coupling and protection covers, front plate 65X65mm | http://datasheet.lovatoelectric.com/Rotary_cam_switches/ENG/7GN3205O88.pdf | Commutatore a camme serie 7GN, interruttore 1 polo da 32A in esecuzione per montaggio a fondo quadro con maniglia giallo/rossa lucchettabile in 0 con funzione blocco porta e copriterminali, mostrina 65X65mm | http://datasheet.lovatoelectric.com/Rotary_cam_switches/ITA/7GN3205O88.pdf | Łącznik krzywkowy serii 7GN, rozłącznik, 1 pole, 32A, do montażu wewnątrz szafy, z żółto/czerwonym pokrętłem blokowanym w pozycji 0, trzpieniem, osłonami zacisków i tabliczką 65x65mm | http://datasheet.lovatoelectric.com/Rotary_cam_switches/POL/7GN3205O88.pdf | Rotary cam switch 7GN series, ON-OFF switch 1 pole 32A, for rear mounting with red/yellow handle padlockable in 0, door coupling and protection covers, front plate 65X65mm | http://datasheet.lovatoelectric.com/Rotary_cam_switches/RON/7GN3205O88.pdf
7GN3205O98 |  |  | Rotary cam switch 7GN series, ON-OFF switch 1 pole 32A, for rear mounting with red/yellow handle padlockable in 0, door coupling and protection covers, front plate 65X65mm | http://datasheet.lovatoelectric.com/Rotary_cam_switches/ENG/7GN3205O98.pdf | Commutatore a camme serie 7GN, interruttore 1 polo da 32A in esecuzione per montaggio a fondo quadro con maniglia giallo/rossa lucchettabile in 0 con funzione blocco porta e copriterminali, mostrina 65X65mm | http://datasheet.lovatoelectric.com/Rotary_cam_switches/ITA/7GN3205O98.pdf | Łącznik krzywkowy serii 7GN, rozłącznik, 1 pole, 32A, do montażu wewnątrz szafy, z żółto/czerwonym pokrętłem blokowanym w pozycji 0, trzpieniem, osłonami zacisków i tabliczką 65x65mm | http://datasheet.lovatoelectric.com/Rotary_cam_switches/POL/7GN3205O98.pdf | Rotary cam switch 7GN series, ON-OFF switch 1 pole 32A, for rear mounting with red/yellow handle padlockable in 0, door coupling and protection covers, front plate 65X65mm | http://datasheet.lovatoelectric.com/Rotary_cam_switches/RON/7GN3205O98.pdf
7GN3205P |  |  | Enclosed rotary cam switch 7GN series, ON-OFF switch 1 pole 32A in plastic enclosure 90X90mm with black handle | http://datasheet.lovatoelectric.com/Rotary_cam_switches/ENG/7GN3205P.pdf | Commutatore a camme serie 7GN, interruttore 1 polo da 32A in cassetta plastica 90X90mm con maniglia nera | http://datasheet.lovatoelectric.com/Rotary_cam_switches/ITA/7GN3205P.pdf | Łącznik krzywkowy serii 7GN, rozłącznik, 1 pole, 32A, w obudowie 90x90mm i czarnym pokrętłem | http://datasheet.lovatoelectric.com/Rotary_cam_switches/POL/7GN3205P.pdf | Enclosed rotary cam switch 7GN series, ON-OFF switch 1 pole 32A in plastic enclosure 90X90mm with black handle | http://datasheet.lovatoelectric.com/Rotary_cam_switches/RON/7GN3205P.pdf
7GN3205P25 |  |  | Enclosed rotary cam switch 7GN series, ON-OFF switch 1 pole 32A in plastic enclosure 90X90mm with red/yellow handle | http://datasheet.lovatoelectric.com/Rotary_cam_switches/ENG/7GN3205P25.pdf | Commutatore a camme serie 7GN, interruttore 1 polo da 32A in cassetta plastica 90X90mm con maniglia giallo/rossa | http://datasheet.lovatoelectric.com/Rotary_cam_switches/ITA/7GN3205P25.pdf | Łącznik krzywkowy serii 7GN, rozłącznik, 1 pole, 32A, w obudowie 90x90mm i żółto/czerwonym pokrętłem | http://datasheet.lovatoelectric.com/Rotary_cam_switches/POL/7GN3205P25.pdf | Enclosed rotary cam switch 7GN series, ON-OFF switch 1 pole 32A in plastic enclosure 90X90mm with red/yellow handle | http://datasheet.lovatoelectric.com/Rotary_cam_switches/RON/7GN3205P25.pdf
7GN3205U |  |  | Rotary cam switch 7GN series, ON-OFF switch 1 pole 32A, for front mounting with black handle, front plate 65X65mm | http://datasheet.lovatoelectric.com/Rotary_cam_switches/ENG/7GN3205U.pdf | Commutatore a camme serie 7GN, interruttore 1 polo da 32A in esecuzione per montaggio frontale con maniglia nera, mostrina 65X65mm | http://datasheet.lovatoelectric.com/Rotary_cam_switches/ITA/7GN3205U.pdf | Łącznik krzywkowy serii 7GN, rozłącznik, 1 pole, 32A, do montażu tablicowego, z czarnym pokrętłem i tabliczką 65x65mm | http://datasheet.lovatoelectric.com/Rotary_cam_switches/POL/7GN3205U.pdf | Rotary cam switch 7GN series, ON-OFF switch 1 pole 32A, for front mounting with black handle, front plate 65X65mm | http://datasheet.lovatoelectric.com/Rotary_cam_switches/RON/7GN3205U.pdf
7GN3205U25 |  |  | Rotary cam switch 7GN series, ON-OFF switch 1 pole 32A, for front mounting with red/yellow handle padlockable in 0 and protection covers, front plate 65X65mm | http://datasheet.lovatoelectric.com/Rotary_cam_switches/ENG/7GN3205U25.pdf | Commutatore a camme serie 7GN, interruttore 1 polo da 32A in esecuzione per montaggio frontale con maniglia giallo/rossa lucchettabile in 0 e copriterminali, mostrina 65X65mm | http://datasheet.lovatoelectric.com/Rotary_cam_switches/ITA/7GN3205U25.pdf | Łącznik krzywkowy serii 7GN, rozłącznik, 1 pole, 32A, do montażu tablicowego, z żółto/czerwonym pokrętłem blokowanym w pozycji 0, osłonami zacisków i tabliczką 65x65mm | http://datasheet.lovatoelectric.com/Rotary_cam_switches/POL/7GN3205U25.pdf | Rotary cam switch 7GN series, ON-OFF switch 1 pole 32A, for front mounting with red/yellow handle padlockable in 0 and protection covers, front plate 65X65mm | http://datasheet.lovatoelectric.com/Rotary_cam_switches/RON/7GN3205U25.pdf
7GN3205U65 |  |  | Rotary cam switch 7GN series, ON-OFF switch 1 pole 32A, for front mounting with red/yellow handle padlockable in 0 and protection covers, front plate 65X65mm | http://datasheet.lovatoelectric.com/Rotary_cam_switches/ENG/7GN3205U65.pdf | Commutatore a camme serie 7GN, interruttore 1 polo da 32A in esecuzione per montaggio frontale con maniglia giallo/rossa lucchettabile in 0 e copriterminali, mostrina 65X65mm | http://datasheet.lovatoelectric.com/Rotary_cam_switches/ITA/7GN3205U65.pdf | Łącznik krzywkowy serii 7GN, rozłącznik, 1 pole, 32A, do montażu tablicowego, z żółto/czerwonym pokrętłem blokowanym w pozycji 0, osłonami zacisków i tabliczką 65x65mm | http://datasheet.lovatoelectric.com/Rotary_cam_switches/POL/7GN3205U65.pdf | Rotary cam switch 7GN series, ON-OFF switch 1 pole 32A, for front mounting with red/yellow handle padlockable in 0 and protection covers, front plate 65X65mm | http://datasheet.lovatoelectric.com/Rotary_cam_switches/RON/7GN3205U65.pdf
7GN3206O |  |  | Rotary cam switch 7GN series, ON-OFF switch 2 poles 32A, for rear mounting with black handle, front plate 65X65mm | http://datasheet.lovatoelectric.com/Rotary_cam_switches/ENG/7GN3206O.pdf | Commutatore a camme serie 7GN, interruttore 2 poli da 32A in esecuzione per montaggio a fondo quadro con maniglia nera, mostrina 65X65mm | http://datasheet.lovatoelectric.com/Rotary_cam_switches/ITA/7GN3206O.pdf | Łącznik krzywkowy serii 7GN, rozłącznik, 2 pola, 32A, do montażu wewnątrz szafy z czarnym pokrętłem i tabliczką 65x65mm | http://datasheet.lovatoelectric.com/Rotary_cam_switches/POL/7GN3206O.pdf | Rotary cam switch 7GN series, ON-OFF switch 2 poles 32A, for rear mounting with black handle, front plate 65X65mm | http://datasheet.lovatoelectric.com/Rotary_cam_switches/RON/7GN3206O.pdf
7GN3206O88 |  |  | Rotary cam switch 7GN series, ON-OFF switch 2 poles 32A, for rear mounting with red/yellow handle padlockable in 0, door coupling and protection covers, front plate 65X65mm | http://datasheet.lovatoelectric.com/Rotary_cam_switches/ENG/7GN3206O88.pdf | Commutatore a camme serie 7GN, interruttore 2 poli da 32A in esecuzione per montaggio a fondo quadro con maniglia giallo/rossa lucchettabile in 0 con funzione blocco porta e copriterminali, mostrina 65X65mm | http://datasheet.lovatoelectric.com/Rotary_cam_switches/ITA/7GN3206O88.pdf | Łącznik krzywkowy serii 7GN, rozłącznik, 2 pola, 32A, do montażu wewnątrz szafy, z żółto/czerwonym pokrętłem blokowanym w pozycji 0, trzpieniem, osłonami zacisków i tabliczką 65x65mm | http://datasheet.lovatoelectric.com/Rotary_cam_switches/POL/7GN3206O88.pdf | Rotary cam switch 7GN series, ON-OFF switch 2 poles 32A, for rear mounting with red/yellow handle padlockable in 0, door coupling and protection covers, front plate 65X65mm | http://datasheet.lovatoelectric.com/Rotary_cam_switches/RON/7GN3206O88.pdf
7GN3206O98 |  |  | Rotary cam switch 7GN series, ON-OFF switch 2 poles 32A, for rear mounting with red/yellow handle padlockable in 0, door coupling and protection covers, front plate 65X65mm | http://datasheet.lovatoelectric.com/Rotary_cam_switches/ENG/7GN3206O98.pdf | Commutatore a camme serie 7GN, interruttore 2 poli da 32A in esecuzione per montaggio a fondo quadro con maniglia giallo/rossa lucchettabile in 0 con funzione blocco porta e copriterminali, mostrina 65X65mm | http://datasheet.lovatoelectric.com/Rotary_cam_switches/ITA/7GN3206O98.pdf | Łącznik krzywkowy serii 7GN, rozłącznik, 2 pola, 32A, do montażu wewnątrz szafy, z żółto/czerwonym pokrętłem blokowanym w pozycji 0, trzpieniem, osłonami zacisków i tabliczką 65x65mm | http://datasheet.lovatoelectric.com/Rotary_cam_switches/POL/7GN3206O98.pdf | Rotary cam switch 7GN series, ON-OFF switch 2 poles 32A, for rear mounting with red/yellow handle padlockable in 0, door coupling and protection covers, front plate 65X65mm | http://datasheet.lovatoelectric.com/Rotary_cam_switches/RON/7GN3206O98.pdf
7GN3206P |  |  | Enclosed rotary cam switch 7GN series, ON-OFF switch 2 poles 32A in plastic enclosure 90X90mm with black handle | http://datasheet.lovatoelectric.com/Rotary_cam_switches/ENG/7GN3206P.pdf | Commutatore a camme serie 7GN, interruttore 2 poli da 32A in cassetta plastica 90X90mm con maniglia nera | http://datasheet.lovatoelectric.com/Rotary_cam_switches/ITA/7GN3206P.pdf | Łącznik krzywkowy serii 7GN, rozłącznik, 2 pola, 32A, w obudowie 90x90mm i czarnym pokrętłem | http://datasheet.lovatoelectric.com/Rotary_cam_switches/POL/7GN3206P.pdf | Enclosed rotary cam switch 7GN series, ON-OFF switch 2 poles 32A in plastic enclosure 90X90mm with black handle | http://datasheet.lovatoelectric.com/Rotary_cam_switches/RON/7GN3206P.pdf
7GN3206P25 |  |  | Enclosed rotary cam switch 7GN series, ON-OFF switch 2 poles 32A in plastic enclosure 90X90mm with red/yellow handle | http://datasheet.lovatoelectric.com/Rotary_cam_switches/ENG/7GN3206P25.pdf | Commutatore a camme serie 7GN, interruttore 2 poli da 32A in cassetta plastica 90X90mm con maniglia giallo/rossa | http://datasheet.lovatoelectric.com/Rotary_cam_switches/ITA/7GN3206P25.pdf | Łącznik krzywkowy serii 7GN, rozłącznik, 2 pola, 32A, w obudowie 90x90mm i żółto/czerwonym pokrętłem | http://datasheet.lovatoelectric.com/Rotary_cam_switches/POL/7GN3206P25.pdf | Enclosed rotary cam switch 7GN series, ON-OFF switch 2 poles 32A in plastic enclosure 90X90mm with red/yellow handle | http://datasheet.lovatoelectric.com/Rotary_cam_switches/RON/7GN3206P25.pdf
7GN3206U |  |  | Rotary cam switch 7GN series, ON-OFF switch 2 poles 32A, for front mounting with black handle, front plate 65X65mm | http://datasheet.lovatoelectric.com/Rotary_cam_switches/ENG/7GN3206U.pdf | Commutatore a camme serie 7GN, interruttore 2 poli da 32A in esecuzione per montaggio frontale con maniglia nera, mostrina 65X65mm | http://datasheet.lovatoelectric.com/Rotary_cam_switches/ITA/7GN3206U.pdf | Łącznik krzywkowy serii 7GN, rozłącznik, 2 pola, 32A, do montażu tablicowego, z czarnym pokrętłem i tabliczką 65x65mm | http://datasheet.lovatoelectric.com/Rotary_cam_switches/POL/7GN3206U.pdf | Rotary cam switch 7GN series, ON-OFF switch 2 poles 32A, for front mounting with black handle, front plate 65X65mm | http://datasheet.lovatoelectric.com/Rotary_cam_switches/RON/7GN3206U.pdf
7GN3206U25 |  |  | Rotary cam switch 7GN series, ON-OFF switch 2 poles 32A, for front mounting with red/yellow handle padlockable in 0 and protection covers, front plate 65X65mm | http://datasheet.lovatoelectric.com/Rotary_cam_switches/ENG/7GN3206U25.pdf | Commutatore a camme serie 7GN, interruttore 2 poli da 32A in esecuzione per montaggio frontale con maniglia giallo/rossa lucchettabile in 0 e copriterminali, mostrina 65X65mm | http://datasheet.lovatoelectric.com/Rotary_cam_switches/ITA/7GN3206U25.pdf | Łącznik krzywkowy serii 7GN, rozłącznik, 2 pola, 32A, do montażu tablicowego, z żółto/czerwonym pokrętłem blokowanym w pozycji 0, osłonami zacisków i tabliczką 65x65mm | http://datasheet.lovatoelectric.com/Rotary_cam_switches/POL/7GN3206U25.pdf | Rotary cam switch 7GN series, ON-OFF switch 2 poles 32A, for front mounting with red/yellow handle padlockable in 0 and protection covers, front plate 65X65mm | http://datasheet.lovatoelectric.com/Rotary_cam_switches/RON/7GN3206U25.pdf
7GN3206U65 |  |  | Rotary cam switch 7GN series, ON-OFF switch 2 poles 32A, for front mounting with red/yellow handle padlockable in 0 and protection covers, front plate 65X65mm | http://datasheet.lovatoelectric.com/Rotary_cam_switches/ENG/7GN3206U65.pdf | Commutatore a camme serie 7GN, interruttore 2 poli da 32A in esecuzione per montaggio frontale con maniglia giallo/rossa lucchettabile in 0 e copriterminali, mostrina 65X65mm | http://datasheet.lovatoelectric.com/Rotary_cam_switches/ITA/7GN3206U65.pdf | Łącznik krzywkowy serii 7GN, rozłącznik, 2 pola, 32A, do montażu tablicowego, z żółto/czerwonym pokrętłem blokowanym w pozycji 0, osłonami zacisków i tabliczką 65x65mm | http://datasheet.lovatoelectric.com/Rotary_cam_switches/POL/7GN3206U65.pdf | Rotary cam switch 7GN series, ON-OFF switch 2 poles 32A, for front mounting with red/yellow handle padlockable in 0 and protection covers, front plate 65X65mm | http://datasheet.lovatoelectric.com/Rotary_cam_switches/RON/7GN3206U65.pdf
7GN3207O |  |  | Rotary cam switch 7GN series, ON-OFF switch 3 poles 32A, for rear mounting with black handle, front plate 65X65mm | http://datasheet.lovatoelectric.com/Rotary_cam_switches/ENG/7GN3207O.pdf | Commutatore a camme serie 7GN, interruttore 3 poli da 32A in esecuzione per montaggio a fondo quadro con maniglia nera, mostrina 65X65mm | http://datasheet.lovatoelectric.com/Rotary_cam_switches/ITA/7GN3207O.pdf | Łącznik krzywkowy serii 7GN, rozłącznik, 3 pola, 32A, do montażu wewnątrz szafy z czarnym pokrętłem i tabliczką 65x65mm | http://datasheet.lovatoelectric.com/Rotary_cam_switches/POL/7GN3207O.pdf | Rotary cam switch 7GN series, ON-OFF switch 3 poles 32A, for rear mounting with black handle, front plate 65X65mm | http://datasheet.lovatoelectric.com/Rotary_cam_switches/RON/7GN3207O.pdf
7GN3207O88 |  |  | Rotary cam switch 7GN series, ON-OFF switch 3 poles 32A, for rear mounting with red/yellow handle padlockable in 0, door coupling and protection covers, front plate 65X65mm | http://datasheet.lovatoelectric.com/Rotary_cam_switches/ENG/7GN3207O88.pdf | Commutatore a camme serie 7GN, interruttore 3 poli da 32A in esecuzione per montaggio a fondo quadro con maniglia giallo/rossa lucchettabile in 0 con funzione blocco porta e copriterminali, mostrina 65X65mm | http://datasheet.lovatoelectric.com/Rotary_cam_switches/ITA/7GN3207O88.pdf | Łącznik krzywkowy serii 7GN, rozłącznik, 3 pola, 32A, do montażu wewnątrz szafy, z żółto/czerwonym pokrętłem blokowanym w pozycji 0, trzpieniem, osłonami zacisków i tabliczką 65x65mm | http://datasheet.lovatoelectric.com/Rotary_cam_switches/POL/7GN3207O88.pdf | Rotary cam switch 7GN series, ON-OFF switch 3 poles 32A, for rear mounting with red/yellow handle padlockable in 0, door coupling and protection covers, front plate 65X65mm | http://datasheet.lovatoelectric.com/Rotary_cam_switches/RON/7GN3207O88.pdf
7GN3207O98 |  |  | Rotary cam switch 7GN series, ON-OFF switch 3 poles 32A, for rear mounting with red/yellow handle padlockable in 0, door coupling and protection covers, front plate 65X65mm | http://datasheet.lovatoelectric.com/Rotary_cam_switches/ENG/7GN3207O98.pdf | Commutatore a camme serie 7GN, interruttore 3 poli da 32A in esecuzione per montaggio a fondo quadro con maniglia giallo/rossa lucchettabile in 0 con funzione blocco porta e copriterminali, mostrina 65X65mm | http://datasheet.lovatoelectric.com/Rotary_cam_switches/ITA/7GN3207O98.pdf | Łącznik krzywkowy serii 7GN, rozłącznik, 3 pola, 32A, do montażu wewnątrz szafy, z żółto/czerwonym pokrętłem blokowanym w pozycji 0, trzpieniem, osłonami zacisków i tabliczką 65x65mm | http://datasheet.lovatoelectric.com/Rotary_cam_switches/POL/7GN3207O98.pdf | Rotary cam switch 7GN series, ON-OFF switch 3 poles 32A, for rear mounting with red/yellow handle padlockable in 0, door coupling and protection covers, front plate 65X65mm | http://datasheet.lovatoelectric.com/Rotary_cam_switches/RON/7GN3207O98.pdf
7GN3207P |  |  | Enclosed rotary cam switch 7GN series, ON-OFF switch 3 poles 32A in plastic enclosure 90X90mm with black handle | http://datasheet.lovatoelectric.com/Rotary_cam_switches/ENG/7GN3207P.pdf | Commutatore a camme serie 7GN, interruttore 3 poli da 32A in cassetta plastica 90X90mm con maniglia nera | http://datasheet.lovatoelectric.com/Rotary_cam_switches/ITA/7GN3207P.pdf | Łącznik krzywkowy serii 7GN, rozłącznik, 3 pola, 32A, w obudowie 90x90mm i czarnym pokrętłem | http://datasheet.lovatoelectric.com/Rotary_cam_switches/POL/7GN3207P.pdf | Enclosed rotary cam switch 7GN series, ON-OFF switch 3 poles 32A in plastic enclosure 90X90mm with black handle | http://datasheet.lovatoelectric.com/Rotary_cam_switches/RON/7GN3207P.pdf
7GN3207P25 |  |  | Enclosed rotary cam switch 7GN series, ON-OFF switch 3 poles 32A in plastic enclosure 90X90mm with red/yellow handle | http://datasheet.lovatoelectric.com/Rotary_cam_switches/ENG/7GN3207P25.pdf | Commutatore a camme serie 7GN, interruttore 3 poli da 32A in cassetta plastica 90X90mm con maniglia giallo/rossa | http://datasheet.lovatoelectric.com/Rotary_cam_switches/ITA/7GN3207P25.pdf | Łącznik krzywkowy serii 7GN, rozłącznik, 3 pola, 32A, w obudowie 90x90mm i żółto/czerwonym pokrętłem | http://datasheet.lovatoelectric.com/Rotary_cam_switches/POL/7GN3207P25.pdf | Enclosed rotary cam switch 7GN series, ON-OFF switch 3 poles 32A in plastic enclosure 90X90mm with red/yellow handle | http://datasheet.lovatoelectric.com/Rotary_cam_switches/RON/7GN3207P25.pdf
7GN3207U |  |  | Rotary cam switch 7GN series, ON-OFF switch 3 poles 32A, for front mounting with black handle, front plate 65X65mm | http://datasheet.lovatoelectric.com/Rotary_cam_switches/ENG/7GN3207U.pdf | Commutatore a camme serie 7GN, interruttore 3 poli da 32A in esecuzione per montaggio frontale con maniglia nera, mostrina 65X65mm | http://datasheet.lovatoelectric.com/Rotary_cam_switches/ITA/7GN3207U.pdf | Łącznik krzywkowy serii 7GN, rozłącznik, 3 pola, 32A, do montażu tablicowego, z czarnym pokrętłem i tabliczką 65x65mm | http://datasheet.lovatoelectric.com/Rotary_cam_switches/POL/7GN3207U.pdf | Rotary cam switch 7GN series, ON-OFF switch 3 poles 32A, for front mounting with black handle, front plate 65X65mm | http://datasheet.lovatoelectric.com/Rotary_cam_switches/RON/7GN3207U.pdf
7GN3207U25 |  |  | Rotary cam switch 7GN series, ON-OFF switch 3 poles 32A, for front mounting with red/yellow handle padlockable in 0 and protection covers, front plate 65X65mm | http://datasheet.lovatoelectric.com/Rotary_cam_switches/ENG/7GN3207U25.pdf | Commutatore a camme serie 7GN, interruttore 3 poli da 32A in esecuzione per montaggio frontale con maniglia giallo/rossa lucchettabile in 0 e copriterminali, mostrina 65X65mm | http://datasheet.lovatoelectric.com/Rotary_cam_switches/ITA/7GN3207U25.pdf | Łącznik krzywkowy serii 7GN, rozłącznik, 3 pola, 32A, do montażu tablicowego, z żółto/czerwonym pokrętłem blokowanym w pozycji 0, osłonami zacisków i tabliczką 65x65mm | http://datasheet.lovatoelectric.com/Rotary_cam_switches/POL/7GN3207U25.pdf | Rotary cam switch 7GN series, ON-OFF switch 3 poles 32A, for front mounting with red/yellow handle padlockable in 0 and protection covers, front plate 65X65mm | http://datasheet.lovatoelectric.com/Rotary_cam_switches/RON/7GN3207U25.pdf
7GN3207U65 |  |  | Rotary cam switch 7GN series, ON-OFF switch 3 poles 32A, for front mounting with red/yellow handle padlockable in 0 and protection covers, front plate 65X65mm | http://datasheet.lovatoelectric.com/Rotary_cam_switches/ENG/7GN3207U65.pdf | Commutatore a camme serie 7GN, interruttore 3 poli da 32A in esecuzione per montaggio frontale con maniglia giallo/rossa lucchettabile in 0 e copriterminali, mostrina 65X65mm | http://datasheet.lovatoelectric.com/Rotary_cam_switches/ITA/7GN3207U65.pdf | Łącznik krzywkowy serii 7GN, rozłącznik, 3 pola, 32A, do montażu tablicowego, z żółto/czerwonym pokrętłem blokowanym w pozycji 0, osłonami zacisków i tabliczką 65x65mm | http://datasheet.lovatoelectric.com/Rotary_cam_switches/POL/7GN3207U65.pdf | Rotary cam switch 7GN series, ON-OFF switch 3 poles 32A, for front mounting with red/yellow handle padlockable in 0 and protection covers, front plate 65X65mm | http://datasheet.lovatoelectric.com/Rotary_cam_switches/RON/7GN3207U65.pdf
7GN3208O |  |  | Rotary cam switch 7GN series, ON-OFF switch 4 poles 32A, for rear mounting with black handle, front plate 65X65mm | http://datasheet.lovatoelectric.com/Rotary_cam_switches/ENG/7GN3208O.pdf | Commutatore a camme serie 7GN, interruttore 4 poli da 32A in esecuzione per montaggio a fondo quadro con maniglia nera, mostrina 65X65mm | http://datasheet.lovatoelectric.com/Rotary_cam_switches/ITA/7GN3208O.pdf | Łącznik krzywkowy serii 7GN, rozłącznik, 4 pola, 32A, do montażu wewnątrz szafy z czarnym pokrętłem i tabliczką 65x65mm | http://datasheet.lovatoelectric.com/Rotary_cam_switches/POL/7GN3208O.pdf | Rotary cam switch 7GN series, ON-OFF switch 4 poles 32A, for rear mounting with black handle, front plate 65X65mm | http://datasheet.lovatoelectric.com/Rotary_cam_switches/RON/7GN3208O.pdf
7GN3208O88 |  |  | Rotary cam switch 7GN series, ON-OFF switch 4 poles 32A, for rear mounting with red/yellow handle padlockable in 0, door coupling and protection covers, front plate 65X65mm | http://datasheet.lovatoelectric.com/Rotary_cam_switches/ENG/7GN3208O88.pdf | Commutatore a camme serie 7GN, interruttore 4 poli da 32A in esecuzione per montaggio a fondo quadro con maniglia giallo/rossa lucchettabile in 0 con funzione blocco porta e copriterminali, mostrina 65X65mm | http://datasheet.lovatoelectric.com/Rotary_cam_switches/ITA/7GN3208O88.pdf | Łącznik krzywkowy serii 7GN, rozłącznik, 4 pola, 32A, do montażu wewnątrz szafy, z żółto/czerwonym pokrętłem blokowanym w pozycji 0, trzpieniem, osłonami zacisków i tabliczką 65x65mm | http://datasheet.lovatoelectric.com/Rotary_cam_switches/POL/7GN3208O88.pdf | Rotary cam switch 7GN series, ON-OFF switch 4 poles 32A, for rear mounting with red/yellow handle padlockable in 0, door coupling and protection covers, front plate 65X65mm | http://datasheet.lovatoelectric.com/Rotary_cam_switches/RON/7GN3208O88.pdf
7GN3208O98 |  |  | Rotary cam switch 7GN series, ON-OFF switch 4 poles 32A, for rear mounting with red/yellow handle padlockable in 0, door coupling and protection covers, front plate 65X65mm | http://datasheet.lovatoelectric.com/Rotary_cam_switches/ENG/7GN3208O98.pdf | Commutatore a camme serie 7GN, interruttore 4 poli da 32A in esecuzione per montaggio a fondo quadro con maniglia giallo/rossa lucchettabile in 0 con funzione blocco porta e copriterminali, mostrina 65X65mm | http://datasheet.lovatoelectric.com/Rotary_cam_switches/ITA/7GN3208O98.pdf | Łącznik krzywkowy serii 7GN, rozłącznik, 4 pola, 32A, do montażu wewnątrz szafy, z żółto/czerwonym pokrętłem blokowanym w pozycji 0, trzpieniem, osłonami zacisków i tabliczką 65x65mm | http://datasheet.lovatoelectric.com/Rotary_cam_switches/POL/7GN3208O98.pdf | Rotary cam switch 7GN series, ON-OFF switch 4 poles 32A, for rear mounting with red/yellow handle padlockable in 0, door coupling and protection covers, front plate 65X65mm | http://datasheet.lovatoelectric.com/Rotary_cam_switches/RON/7GN3208O98.pdf
7GN3208P |  |  | Enclosed rotary cam switch 7GN series, ON-OFF switch 4 poles 32A in plastic enclosure 90X90mm with black handle | http://datasheet.lovatoelectric.com/Rotary_cam_switches/ENG/7GN3208P.pdf | Commutatore a camme serie 7GN, interruttore 4 poli da 32A in cassetta plastica 90X90mm con maniglia nera | http://datasheet.lovatoelectric.com/Rotary_cam_switches/ITA/7GN3208P.pdf | Łącznik krzywkowy serii 7GN, rozłącznik, 4 pola, 32A, w obudowie 90x90mm i czarnym pokrętłem | http://datasheet.lovatoelectric.com/Rotary_cam_switches/POL/7GN3208P.pdf | Enclosed rotary cam switch 7GN series, ON-OFF switch 4 poles 32A in plastic enclosure 90X90mm with black handle | http://datasheet.lovatoelectric.com/Rotary_cam_switches/RON/7GN3208P.pdf
7GN3208P25 |  |  | Enclosed rotary cam switch 7GN series, ON-OFF switch 4 poles 32A in plastic enclosure 90X90mm with red/yellow handle | http://datasheet.lovatoelectric.com/Rotary_cam_switches/ENG/7GN3208P25.pdf | Commutatore a camme serie 7GN, interruttore 4 poli da 32A in cassetta plastica 90X90mm con maniglia giallo/rossa | http://datasheet.lovatoelectric.com/Rotary_cam_switches/ITA/7GN3208P25.pdf | Łącznik krzywkowy serii 7GN, rozłącznik, 4 pola, 32A, w obudowie 90x90mm i żółto/czerwonym pokrętłem | http://datasheet.lovatoelectric.com/Rotary_cam_switches/POL/7GN3208P25.pdf | Enclosed rotary cam switch 7GN series, ON-OFF switch 4 poles 32A in plastic enclosure 90X90mm with red/yellow handle | http://datasheet.lovatoelectric.com/Rotary_cam_switches/RON/7GN3208P25.pdf
7GN3208U |  |  | Rotary cam switch 7GN series, ON-OFF switch 4 poles 32A, for front mounting with black handle, front plate 65X65mm | http://datasheet.lovatoelectric.com/Rotary_cam_switches/ENG/7GN3208U.pdf | Commutatore a camme serie 7GN, interruttore 4 poli da 32A in esecuzione per montaggio frontale con maniglia nera, mostrina 65X65mm | http://datasheet.lovatoelectric.com/Rotary_cam_switches/ITA/7GN3208U.pdf | Łącznik krzywkowy serii 7GN, rozłącznik, 4 pola, 32A, do montażu tablicowego, z czarnym pokrętłem i tabliczką 65x65mm | http://datasheet.lovatoelectric.com/Rotary_cam_switches/POL/7GN3208U.pdf | Rotary cam switch 7GN series, ON-OFF switch 4 poles 32A, for front mounting with black handle, front plate 65X65mm | http://datasheet.lovatoelectric.com/Rotary_cam_switches/RON/7GN3208U.pdf
7GN3208U25 |  |  | Rotary cam switch 7GN series, ON-OFF switch 4 poles 32A, for front mounting with red/yellow handle padlockable in 0 and protection covers, front plate 65X65mm | http://datasheet.lovatoelectric.com/Rotary_cam_switches/ENG/7GN3208U25.pdf | Commutatore a camme serie 7GN, interruttore 4 poli da 32A in esecuzione per montaggio frontale con maniglia giallo/rossa lucchettabile in 0 e copriterminali, mostrina 65X65mm | http://datasheet.lovatoelectric.com/Rotary_cam_switches/ITA/7GN3208U25.pdf | Łącznik krzywkowy serii 7GN, rozłącznik, 4 pola, 32A, do montażu tablicowego, z żółto/czerwonym pokrętłem blokowanym w pozycji 0, osłonami zacisków i tabliczką 65x65mm | http://datasheet.lovatoelectric.com/Rotary_cam_switches/POL/7GN3208U25.pdf | Rotary cam switch 7GN series, ON-OFF switch 4 poles 32A, for front mounting with red/yellow handle padlockable in 0 and protection covers, front plate 65X65mm | http://datasheet.lovatoelectric.com/Rotary_cam_switches/RON/7GN3208U25.pdf
7GN3208U65 |  |  | Rotary cam switch 7GN series, ON-OFF switch 4 poles 32A, for front mounting with red/yellow handle padlockable in 0 and protection covers, front plate 65X65mm | http://datasheet.lovatoelectric.com/Rotary_cam_switches/ENG/7GN3208U65.pdf | Commutatore a camme serie 7GN, interruttore 4 poli da 32A in esecuzione per montaggio frontale con maniglia giallo/rossa lucchettabile in 0 e copriterminali, mostrina 65X65mm | http://datasheet.lovatoelectric.com/Rotary_cam_switches/ITA/7GN3208U65.pdf | Łącznik krzywkowy serii 7GN, rozłącznik, 4 pola, 32A, do montażu tablicowego, z żółto/czerwonym pokrętłem blokowanym w pozycji 0, osłonami zacisków i tabliczką 65x65mm | http://datasheet.lovatoelectric.com/Rotary_cam_switches/POL/7GN3208U65.pdf | Rotary cam switch 7GN series, ON-OFF switch 4 poles 32A, for front mounting with red/yellow handle padlockable in 0 and protection covers, front plate 65X65mm | http://datasheet.lovatoelectric.com/Rotary_cam_switches/RON/7GN3208U65.pdf
7GN32107O |  |  | Rotary cam switch 7GN series, multi-step 0-1-2, 1 pole 32A, for rear mounting with black handle, front plate 65X65mm | http://datasheet.lovatoelectric.com/Rotary_cam_switches/ENG/7GN32107O.pdf | Commutatore a camme serie 7GN, multivia 0-1-2 1 polo da 32A in esecuzione per montaggio a fondo quadro con maniglia nera, mostrina 65X65mm | http://datasheet.lovatoelectric.com/Rotary_cam_switches/ITA/7GN32107O.pdf | Łącznik krzywkowy serii 7GN, wielopozycyjny 0-1-2, 1 pole, 32A, do montażu wewnątrz szafy z czarnym pokrętłem i tabliczką 65x65mm | http://datasheet.lovatoelectric.com/Rotary_cam_switches/POL/7GN32107O.pdf | Rotary cam switch 7GN series, multi-step 0-1-2, 1 pole 32A, for rear mounting with black handle, front plate 65X65mm | http://datasheet.lovatoelectric.com/Rotary_cam_switches/RON/7GN32107O.pdf
7GN32107P |  |  | Enclosed rotary cam switch 7GN series, multi-step 0-1-2, 1 pole 32A in plastic enclosure 90X90mm with black handle | http://datasheet.lovatoelectric.com/Rotary_cam_switches/ENG/7GN32107P.pdf | Commutatore a camme serie 7GN, multivia 0-1-2 1 polo da 32A in cassetta plastica 90X90mm con maniglia nera | http://datasheet.lovatoelectric.com/Rotary_cam_switches/ITA/7GN32107P.pdf | Łącznik krzywkowy serii 7GN, wielopozycyjny 0-1-2, 1 pole, 32A, w obudowie 90x90mm i czarnym pokrętłem | http://datasheet.lovatoelectric.com/Rotary_cam_switches/POL/7GN32107P.pdf | Enclosed rotary cam switch 7GN series, multi-step 0-1-2, 1 pole 32A in plastic enclosure 90X90mm with black handle | http://datasheet.lovatoelectric.com/Rotary_cam_switches/RON/7GN32107P.pdf
7GN32107U |  |  | Rotary cam switch 7GN series, multi-step 0-1-2, 1 pole 32A, for front mounting with black handle, front plate 65X65mm | http://datasheet.lovatoelectric.com/Rotary_cam_switches/ENG/7GN32107U.pdf | Commutatore a camme serie 7GN, multivia 0-1-2 1 polo da 32A in esecuzione per montaggio frontale con maniglia nera, mostrina 65X65mm | http://datasheet.lovatoelectric.com/Rotary_cam_switches/ITA/7GN32107U.pdf | Łącznik krzywkowy serii 7GN, wielopozycyjny 0-1-2, 1 pole, 32A, do montażu tablicowego, z czarnym pokrętłem i tabliczką 65x65mm | http://datasheet.lovatoelectric.com/Rotary_cam_switches/POL/7GN32107U.pdf | Rotary cam switch 7GN series, multi-step 0-1-2, 1 pole 32A, for front mounting with black handle, front plate 65X65mm | http://datasheet.lovatoelectric.com/Rotary_cam_switches/RON/7GN32107U.pdf
7GN32108O |  |  | Rotary cam switch 7GN series, multi-step 0-1-2-3, 1 pole 32A, for rear mounting with black handle, front plate 65X65mm | http://datasheet.lovatoelectric.com/Rotary_cam_switches/ENG/7GN32108O.pdf | Commutatore a camme serie 7GN, multivia 0-1-2-3 1 polo da 32A in esecuzione per montaggio a fondo quadro con maniglia nera, mostrina 65X65mm | http://datasheet.lovatoelectric.com/Rotary_cam_switches/ITA/7GN32108O.pdf | Łącznik krzywkowy serii 7GN, wielopozycyjny 0-1-2-3, 1 pole, 32A, do montażu wewnątrz szafy z czarnym pokrętłem i tabliczką 65x65mm | http://datasheet.lovatoelectric.com/Rotary_cam_switches/POL/7GN32108O.pdf | Rotary cam switch 7GN series, multi-step 0-1-2-3, 1 pole 32A, for rear mounting with black handle, front plate 65X65mm | http://datasheet.lovatoelectric.com/Rotary_cam_switches/RON/7GN32108O.pdf
7GN32108P |  |  | Enclosed rotary cam switch 7GN series, multi-step 0-1-2-3, 1 pole 32A in plastic enclosure 90X90mm with black handle | http://datasheet.lovatoelectric.com/Rotary_cam_switches/ENG/7GN32108P.pdf | Commutatore a camme serie 7GN, multivia 0-1-2-3 1 polo da 32A in cassetta plastica 90X90mm con maniglia nera | http://datasheet.lovatoelectric.com/Rotary_cam_switches/ITA/7GN32108P.pdf | Łącznik krzywkowy serii 7GN, wielopozycyjny 0-1-2-3, 1 pole, 32A, w obudowie 90x90mm i czarnym pokrętłem | http://datasheet.lovatoelectric.com/Rotary_cam_switches/POL/7GN32108P.pdf | Enclosed rotary cam switch 7GN series, multi-step 0-1-2-3, 1 pole 32A in plastic enclosure 90X90mm with black handle | http://datasheet.lovatoelectric.com/Rotary_cam_switches/RON/7GN32108P.pdf
7GN32108U |  |  | Rotary cam switch 7GN series, multi-step 0-1-2-3, 1 pole 32A, for front mounting with black handle, front plate 65X65mm | http://datasheet.lovatoelectric.com/Rotary_cam_switches/ENG/7GN32108U.pdf | Commutatore a camme serie 7GN, multivia 0-1-2-3 1 polo da 32A in esecuzione per montaggio frontale con maniglia nera, mostrina 65X65mm | http://datasheet.lovatoelectric.com/Rotary_cam_switches/ITA/7GN32108U.pdf | Łącznik krzywkowy serii 7GN, wielopozycyjny 0-1-2-3, 1 pole, 32A, do montażu tablicowego, z czarnym pokrętłem i tabliczką 65x65mm | http://datasheet.lovatoelectric.com/Rotary_cam_switches/POL/7GN32108U.pdf | Rotary cam switch 7GN series, multi-step 0-1-2-3, 1 pole 32A, for front mounting with black handle, front plate 65X65mm | http://datasheet.lovatoelectric.com/Rotary_cam_switches/RON/7GN32108U.pdf
7GN32109O |  |  | Rotary cam switch 7GN series, multi-step 0-1-2-3-4, 1 pole 32A, for rear mounting with black handle, front plate 65X65mm | http://datasheet.lovatoelectric.com/Rotary_cam_switches/ENG/7GN32109O.pdf | Commutatore a camme serie 7GN, multivia 0-1-2-3-4 1 polo da 32A in esecuzione per montaggio a fondo quadro con maniglia nera, mostrina 65X65mm | http://datasheet.lovatoelectric.com/Rotary_cam_switches/ITA/7GN32109O.pdf | Łącznik krzywkowy serii 7GN, wielopozycyjny 0-1-2-3-4, 1 pole, 32A, do montażu wewnątrz szafy z czarnym pokrętłem i tabliczką 65x65mm | http://datasheet.lovatoelectric.com/Rotary_cam_switches/POL/7GN32109O.pdf | Rotary cam switch 7GN series, multi-step 0-1-2-3-4, 1 pole 32A, for rear mounting with black handle, front plate 65X65mm | http://datasheet.lovatoelectric.com/Rotary_cam_switches/RON/7GN32109O.pdf
7GN32109P |  |  | Enclosed rotary cam switch 7GN series, multi-step 0-1-2-3-4, 1 pole 32A in plastic enclosure 90X90mm with black handle | http://datasheet.lovatoelectric.com/Rotary_cam_switches/ENG/7GN32109P.pdf | Commutatore a camme serie 7GN, multivia 0-1-2-3-4 1 polo da 32A in cassetta plastica 90X90mm con maniglia nera | http://datasheet.lovatoelectric.com/Rotary_cam_switches/ITA/7GN32109P.pdf | Łącznik krzywkowy serii 7GN, wielopozycyjny 0-1-2-3-4, 1 pole, 32A, w obudowie 90x90mm i czarnym pokrętłem | http://datasheet.lovatoelectric.com/Rotary_cam_switches/POL/7GN32109P.pdf | Enclosed rotary cam switch 7GN series, multi-step 0-1-2-3-4, 1 pole 32A in plastic enclosure 90X90mm with black handle | http://datasheet.lovatoelectric.com/Rotary_cam_switches/RON/7GN32109P.pdf
7GN32109U |  |  | Rotary cam switch 7GN series, multi-step 0-1-2-3-4, 1 pole 32A, for front mounting with black handle, front plate 65X65mm | http://datasheet.lovatoelectric.com/Rotary_cam_switches/ENG/7GN32109U.pdf | Commutatore a camme serie 7GN, multivia 0-1-2-3-4 1 polo da 32A in esecuzione per montaggio frontale con maniglia nera, mostrina 65X65mm | http://datasheet.lovatoelectric.com/Rotary_cam_switches/ITA/7GN32109U.pdf | Łącznik krzywkowy serii 7GN, wielopozycyjny 0-1-2-3-4, 1 pole, 32A, do montażu tablicowego, z czarnym pokrętłem i tabliczką 65x65mm | http://datasheet.lovatoelectric.com/Rotary_cam_switches/POL/7GN32109U.pdf | Rotary cam switch 7GN series, multi-step 0-1-2-3-4, 1 pole 32A, for front mounting with black handle, front plate 65X65mm | http://datasheet.lovatoelectric.com/Rotary_cam_switches/RON/7GN32109U.pdf
7GN3210O | 7GN4010O.jpg | http://datasheet.lovatoelectric.com/Rotary_cam_switches/products_images/7GN4010O.jpg | Rotary cam switch 7GN series, ON-OFF switch 3 poles 32A, for rear mounting with black handle, front plate 65X65mm | http://datasheet.lovatoelectric.com/Rotary_cam_switches/ENG/7GN3210O.pdf | Commutatore a camme serie 7GN, interruttore 3 poli da 32A in esecuzione per montaggio a fondo quadro con maniglia nera, mostrina 65X65mm | http://datasheet.lovatoelectric.com/Rotary_cam_switches/ITA/7GN3210O.pdf | Łącznik krzywkowy serii 7GN, rozłącznik, 3 pola, 32A, do montażu wewnątrz szafy z czarnym pokrętłem i tabliczką 65x65mm | http://datasheet.lovatoelectric.com/Rotary_cam_switches/POL/7GN3210O.pdf | Rotary cam switch 7GN series, ON-OFF switch 3 poles 32A, for rear mounting with black handle, front plate 65X65mm | http://datasheet.lovatoelectric.com/Rotary_cam_switches/RON/7GN3210O.pdf
7GN3210O88 | 7GN4010O88.jpg | http://datasheet.lovatoelectric.com/Rotary_cam_switches/products_images/7GN4010O88.jpg | Rotary cam switch 7GN series, ON-OFF switch 3 poles 32A, for rear mounting with red/yellow handle padlockable in 0, door coupling and protection covers, front plate 65X65mm | http://datasheet.lovatoelectric.com/Rotary_cam_switches/ENG/7GN3210O88.pdf | Commutatore a camme serie 7GN, interruttore 3 poli da 32A in esecuzione per montaggio a fondo quadro con maniglia giallo/rossa lucchettabile in 0 con funzione blocco porta e copriterminali, mostrina 65X65mm | http://datasheet.lovatoelectric.com/Rotary_cam_switches/ITA/7GN3210O88.pdf | Łącznik krzywkowy serii 7GN, rozłącznik, 3 pola, 32A, do montażu wewnątrz szafy, z żółto/czerwonym pokrętłem blokowanym w pozycji 0, trzpieniem, osłonami zacisków i tabliczką 65x65mm | http://datasheet.lovatoelectric.com/Rotary_cam_switches/POL/7GN3210O88.pdf | Rotary cam switch 7GN series, ON-OFF switch 3 poles 32A, for rear mounting with red/yellow handle padlockable in 0, door coupling and protection covers, front plate 65X65mm | http://datasheet.lovatoelectric.com/Rotary_cam_switches/RON/7GN3210O88.pdf
7GN3210O98 | 7GN4010O98.jpg | http://datasheet.lovatoelectric.com/Rotary_cam_switches/products_images/7GN4010O98.jpg | Rotary cam switch 7GN series, ON-OFF switch 3 poles 32A, for rear mounting with red/yellow handle padlockable in 0, door coupling and protection covers, front plate 65X65mm | http://datasheet.lovatoelectric.com/Rotary_cam_switches/ENG/7GN3210O98.pdf | Commutatore a camme serie 7GN, interruttore 3 poli da 32A in esecuzione per montaggio a fondo quadro con maniglia giallo/rossa lucchettabile in 0 con funzione blocco porta e copriterminali, mostrina 65X65mm | http://datasheet.lovatoelectric.com/Rotary_cam_switches/ITA/7GN3210O98.pdf | Łącznik krzywkowy serii 7GN, rozłącznik, 3 pola, 32A, do montażu wewnątrz szafy, z żółto/czerwonym pokrętłem blokowanym w pozycji 0, trzpieniem, osłonami zacisków i tabliczką 65x65mm | http://datasheet.lovatoelectric.com/Rotary_cam_switches/POL/7GN3210O98.pdf | Rotary cam switch 7GN series, ON-OFF switch 3 poles 32A, for rear mounting with red/yellow handle padlockable in 0, door coupling and protection covers, front plate 65X65mm | http://datasheet.lovatoelectric.com/Rotary_cam_switches/RON/7GN3210O98.pdf
7GN3210P | 7GN4010P.jpg | http://datasheet.lovatoelectric.com/Rotary_cam_switches/products_images/7GN4010P.jpg | Enclosed rotary cam switch 7GN series, ON-OFF switch 3 poles 32A in plastic enclosure 90X90mm with black handle | http://datasheet.lovatoelectric.com/Rotary_cam_switches/ENG/7GN3210P.pdf | Commutatore a camme serie 7GN, interruttore 3 poli da 32A in cassetta plastica 90X90mm con maniglia nera | http://datasheet.lovatoelectric.com/Rotary_cam_switches/ITA/7GN3210P.pdf | Łącznik krzywkowy serii 7GN, rozłącznik, 3 pola, 32A, w obudowie 90x90mm i czarnym pokrętłem | http://datasheet.lovatoelectric.com/Rotary_cam_switches/POL/7GN3210P.pdf | Enclosed rotary cam switch 7GN series, ON-OFF switch 3 poles 32A in plastic enclosure 90X90mm with black handle | http://datasheet.lovatoelectric.com/Rotary_cam_switches/RON/7GN3210P.pdf
7GN3210P25 | 7GN4010P25.jpg | http://datasheet.lovatoelectric.com/Rotary_cam_switches/products_images/7GN4010P25.jpg | Enclosed rotary cam switch 7GN series, ON-OFF switch 3 pole 32A in plastic enclosure 90X90mm with red/yellow handle | http://datasheet.lovatoelectric.com/Rotary_cam_switches/ENG/7GN3210P25.pdf | Commutatore a camme serie 7GN, interruttore 3 poli da 32A in cassetta plastica 90X90mm con maniglia giallo/rossa | http://datasheet.lovatoelectric.com/Rotary_cam_switches/ITA/7GN3210P25.pdf | Łącznik krzywkowy serii 7GN, rozłącznik, 3 pole, 32A, w obudowie 90x90mm i żółto/czerwonym pokrętłem | http://datasheet.lovatoelectric.com/Rotary_cam_switches/POL/7GN3210P25.pdf | Enclosed rotary cam switch 7GN series, ON-OFF switch 3 pole 32A in plastic enclosure 90X90mm with red/yellow handle | http://datasheet.lovatoelectric.com/Rotary_cam_switches/RON/7GN3210P25.pdf
7GN3210U | 7GN4010U.jpg | http://datasheet.lovatoelectric.com/Rotary_cam_switches/products_images/7GN4010U.jpg | Rotary cam switch 7GN series, ON-OFF switch 3 poles 32A, for front mounting with black handle, front plate 65X65mm | http://datasheet.lovatoelectric.com/Rotary_cam_switches/ENG/7GN3210U.pdf | Commutatore a camme serie 7GN, interruttore 3 poli da 32A in esecuzione per montaggio frontale con maniglia nera, mostrina 65X65mm | http://datasheet.lovatoelectric.com/Rotary_cam_switches/ITA/7GN3210U.pdf | Łącznik krzywkowy serii 7GN, rozłącznik, 3 pola, 32A, do montażu tablicowego, z czarnym pokrętłem i tabliczką 65x65mm | http://datasheet.lovatoelectric.com/Rotary_cam_switches/POL/7GN3210U.pdf | Rotary cam switch 7GN series, ON-OFF switch 3 poles 32A, for front mounting with black handle, front plate 65X65mm | http://datasheet.lovatoelectric.com/Rotary_cam_switches/RON/7GN3210U.pdf
7GN3210U25 | 7GN4010U25.jpg | http://datasheet.lovatoelectric.com/Rotary_cam_switches/products_images/7GN4010U25.jpg | Rotary cam switch 7GN series, ON-OFF switch 3 poles 32A, for front mounting with red/yellow handle padlockable in 0 and protection covers, front plate 65X65mm | http://datasheet.lovatoelectric.com/Rotary_cam_switches/ENG/7GN3210U25.pdf | Commutatore a camme serie 7GN, interruttore 3 poli da 32A in esecuzione per montaggio frontale con maniglia giallo/rossa lucchettabile in 0 e copriterminali, mostrina 65X65mm | http://datasheet.lovatoelectric.com/Rotary_cam_switches/ITA/7GN3210U25.pdf | Łącznik krzywkowy serii 7GN, rozłącznik, 3 pola, 32A, do montażu tablicowego, z żółto/czerwonym pokrętłem blokowanym w pozycji 0, osłonami zacisków i tabliczką 65x65mm | http://datasheet.lovatoelectric.com/Rotary_cam_switches/POL/7GN3210U25.pdf | Rotary cam switch 7GN series, ON-OFF switch 3 poles 32A, for front mounting with red/yellow handle padlockable in 0 and protection covers, front plate 65X65mm | http://datasheet.lovatoelectric.com/Rotary_cam_switches/RON/7GN3210U25.pdf
7GN3210U65 | 7GN4010U65.jpg | http://datasheet.lovatoelectric.com/Rotary_cam_switches/products_images/7GN4010U65.jpg | Rotary cam switch 7GN series, ON-OFF switch 3 poles 32A, for front mounting with red/yellow handle padlockable in 0 and protection covers, front plate 65X65mm | http://datasheet.lovatoelectric.com/Rotary_cam_switches/ENG/7GN3210U65.pdf | Commutatore a camme serie 7GN, interruttore 3 poli da 32A in esecuzione per montaggio frontale con maniglia giallo/rossa lucchettabile in 0 e copriterminali, mostrina 65X65mm | http://datasheet.lovatoelectric.com/Rotary_cam_switches/ITA/7GN3210U65.pdf | Łącznik krzywkowy serii 7GN, rozłącznik, 3 pola, 32A, do montażu tablicowego, z żółto/czerwonym pokrętłem blokowanym w pozycji 0, osłonami zacisków i tabliczką 65x65mm | http://datasheet.lovatoelectric.com/Rotary_cam_switches/POL/7GN3210U65.pdf | Rotary cam switch 7GN series, ON-OFF switch 3 poles 32A, for front mounting with red/yellow handle padlockable in 0 and protection covers, front plate 65X65mm | http://datasheet.lovatoelectric.com/Rotary_cam_switches/RON/7GN3210U65.pdf
7GN32110O |  |  | Rotary cam switch 7GN series, multi-step 0-1-2-3-4-5, 1 pole 32A, for rear mounting with black handle, front plate 65X65mm | http://datasheet.lovatoelectric.com/Rotary_cam_switches/ENG/7GN32110O.pdf | Commutatore a camme serie 7GN, multivia 0-1-2-3-4-5 1 polo da 32A in esecuzione per montaggio a fondo quadro con maniglia nera, mostrina 65X65mm | http://datasheet.lovatoelectric.com/Rotary_cam_switches/ITA/7GN32110O.pdf | Łącznik krzywkowy serii 7GN, wielopozycyjny 0-1-2-3-4-5, 1 pole, 32A, do montażu wewnątrz szafy z czarnym pokrętłem i tabliczką 65x65mm | http://datasheet.lovatoelectric.com/Rotary_cam_switches/POL/7GN32110O.pdf | Rotary cam switch 7GN series, multi-step 0-1-2-3-4-5, 1 pole 32A, for rear mounting with black handle, front plate 65X65mm | http://datasheet.lovatoelectric.com/Rotary_cam_switches/RON/7GN32110O.pdf
7GN32110P |  |  | Enclosed rotary cam switch 7GN series, multi-step 0-1-2-3-4-5, 1 pole 32A in plastic enclosure 90X90mm with black handle | http://datasheet.lovatoelectric.com/Rotary_cam_switches/ENG/7GN32110P.pdf | Commutatore a camme serie 7GN, multivia 0-1-2-3-4-5 1 polo da 32A in cassetta plastica 90X90mm con maniglia nera | http://datasheet.lovatoelectric.com/Rotary_cam_switches/ITA/7GN32110P.pdf | Łącznik krzywkowy serii 7GN, wielopozycyjny 0-1-2-3-4-5, 1 pole, 32A, w obudowie 90x90mm i czarnym pokrętłem | http://datasheet.lovatoelectric.com/Rotary_cam_switches/POL/7GN32110P.pdf | Enclosed rotary cam switch 7GN series, multi-step 0-1-2-3-4-5, 1 pole 32A in plastic enclosure 90X90mm with black handle | http://datasheet.lovatoelectric.com/Rotary_cam_switches/RON/7GN32110P.pdf
7GN32110U |  |  | Rotary cam switch 7GN series, multi-step 0-1-2-3-4-5, 1 pole 32A, for front mounting with black handle, front plate 65X65mm | http://datasheet.lovatoelectric.com/Rotary_cam_switches/ENG/7GN32110U.pdf | Commutatore a camme serie 7GN, multivia 0-1-2-3-4-5 1 polo da 32A in esecuzione per montaggio frontale con maniglia nera, mostrina 65X65mm | http://datasheet.lovatoelectric.com/Rotary_cam_switches/ITA/7GN32110U.pdf | Łącznik krzywkowy serii 7GN, wielopozycyjny 0-1-2-3-4-5, 1 pole, 32A, do montażu tablicowego, z czarnym pokrętłem i tabliczką 65x65mm | http://datasheet.lovatoelectric.com/Rotary_cam_switches/POL/7GN32110U.pdf | Rotary cam switch 7GN series, multi-step 0-1-2-3-4-5, 1 pole 32A, for front mounting with black handle, front plate 65X65mm | http://datasheet.lovatoelectric.com/Rotary_cam_switches/RON/7GN32110U.pdf
7GN3211O |  |  | Rotary cam switch 7GN series, 3-phase motor reversing switch 32A, for rear mounting with black handle, front plate 65X65mm | http://datasheet.lovatoelectric.com/Rotary_cam_switches/ENG/7GN3211O.pdf | Commutatore a camme serie 7GN, invertitore di marcia trifase da 32A in esecuzione per montaggio a fondo quadro con maniglia nera, mostrina 65X65mm | http://datasheet.lovatoelectric.com/Rotary_cam_switches/ITA/7GN3211O.pdf | Łącznik krzywkowy serii 7GN, przełącznik zmiany kierunku obrotów silnika 3 fazowego, 32A, do montażu wewnątrz szafy z czarnym pokrętłem i tabliczką 65x65mm | http://datasheet.lovatoelectric.com/Rotary_cam_switches/POL/7GN3211O.pdf | Rotary cam switch 7GN series, 3-phase motor reversing switch 32A, for rear mounting with black handle, front plate 65X65mm | http://datasheet.lovatoelectric.com/Rotary_cam_switches/RON/7GN3211O.pdf
7GN3211O98 |  |  |  | http://datasheet.lovatoelectric.com/Rotary_cam_switches/ENG/7GN3211O98.pdf |  | http://datasheet.lovatoelectric.com/Rotary_cam_switches/ITA/7GN3211O98.pdf |  | http://datasheet.lovatoelectric.com/Rotary_cam_switches/POL/7GN3211O98.pdf |  | http://datasheet.lovatoelectric.com/Rotary_cam_switches/RON/7GN3211O98.pdf
7GN3211P | 7GN3211P.jpg | http://datasheet.lovatoelectric.com/Rotary_cam_switches/products_images/7GN3211P.jpg | Enclosed rotary cam switch 7GN series, 3-phase motor reversing switch 32A in plastic enclosure 90X90mm with black handle | http://datasheet.lovatoelectric.com/Rotary_cam_switches/ENG/7GN3211P.pdf | Commutatore a camme serie 7GN, invertitore di marcia trifase da 32A in cassetta plastica 90X90mm con maniglia nera | http://datasheet.lovatoelectric.com/Rotary_cam_switches/ITA/7GN3211P.pdf | Łącznik krzywkowy serii 7GN, przełącznik zmiany kierunku obrotów silnika 3 fazowego, 32A, w obudowie 90x90mm i czarnym pokrętłem | http://datasheet.lovatoelectric.com/Rotary_cam_switches/POL/7GN3211P.pdf | Enclosed rotary cam switch 7GN series, 3-phase motor reversing switch 32A in plastic enclosure 90X90mm with black handle | http://datasheet.lovatoelectric.com/Rotary_cam_switches/RON/7GN3211P.pdf
7GN3211P25 |  |  | Enclosed rotary cam switch 7GN series, 3-phase motor reversing switch 32A in plastic enclosure 90X90mm with red/yellow handle | http://datasheet.lovatoelectric.com/Rotary_cam_switches/ENG/7GN3211P25.pdf | Commutatore a camme serie 7GN, invertitore di marcia trifase da 32A in cassetta plastica 90X90mm con maniglia giallo/rossa | http://datasheet.lovatoelectric.com/Rotary_cam_switches/ITA/7GN3211P25.pdf | Łącznik krzywkowy serii 7GN, przełącznik zmiany kierunku obrotów silnika 3 fazowego, 32A, w obudowie 90x90mm i żółto/czerwonym pokrętłem | http://datasheet.lovatoelectric.com/Rotary_cam_switches/POL/7GN3211P25.pdf | Enclosed rotary cam switch 7GN series, 3-phase motor reversing switch 32A in plastic enclosure 90X90mm with red/yellow handle | http://datasheet.lovatoelectric.com/Rotary_cam_switches/RON/7GN3211P25.pdf
7GN3211U |  |  | Rotary cam switch 7GN series, 3-phase motor reversing switch 32A, for front mounting with black handle, front plate 65X65mm | http://datasheet.lovatoelectric.com/Rotary_cam_switches/ENG/7GN3211U.pdf | Commutatore a camme serie 7GN, invertitore di marcia trifase da 32A in esecuzione per montaggio frontale con maniglia nera, mostrina 65X65mm | http://datasheet.lovatoelectric.com/Rotary_cam_switches/ITA/7GN3211U.pdf | Łącznik krzywkowy serii 7GN, przełącznik zmiany kierunku obrotów silnika 3 fazowego, 32A, do montażu tablicowego, z czarnym pokrętłem i tabliczką 65x65mm | http://datasheet.lovatoelectric.com/Rotary_cam_switches/POL/7GN3211U.pdf | Rotary cam switch 7GN series, 3-phase motor reversing switch 32A, for front mounting with black handle, front plate 65X65mm | http://datasheet.lovatoelectric.com/Rotary_cam_switches/RON/7GN3211U.pdf
7GN3211U65 |  |  | Rotary cam switch 7GN series, 3-phase motor reversing switch 32A, for front mounting with red/yellow handle padlockable in 0 and protection covers, front plate 65X65mm | http://datasheet.lovatoelectric.com/Rotary_cam_switches/ENG/7GN3211U65.pdf | Commutatore a camme serie 7GN, invertitore di marcia trifase da 32A in esecuzione per montaggio frontale con maniglia giallo/rossa lucchettabile in 0 e copriterminali, mostrina 65X65mm | http://datasheet.lovatoelectric.com/Rotary_cam_switches/ITA/7GN3211U65.pdf | Łącznik krzywkowy serii 7GN, przełącznik zmiany kierunku obrotów silnika 3 fazowego, 32A, do montażu tablicowego, z żółto/czerwonym pokrętłem blokowanym w pozycji 0, osłonami zacisków i tabliczką 65x65mm | http://datasheet.lovatoelectric.com/Rotary_cam_switches/POL/7GN3211U65.pdf | Rotary cam switch 7GN series, 3-phase motor reversing switch 32A, for front mounting with red/yellow handle padlockable in 0 and protection covers, front plate 65X65mm | http://datasheet.lovatoelectric.com/Rotary_cam_switches/RON/7GN3211U65.pdf
7GN32123O |  |  | Rotary cam switch 7GN series, multi-step 0-1-2, 2 poles 32A, for rear mounting with black handle, front plate 65X65mm | http://datasheet.lovatoelectric.com/Rotary_cam_switches/ENG/7GN32123O.pdf | Commutatore a camme serie 7GN, multivia 0-1-2 2 poli da 32A in esecuzione per montaggio a fondo quadro con maniglia nera, mostrina 65X65mm | http://datasheet.lovatoelectric.com/Rotary_cam_switches/ITA/7GN32123O.pdf | Łącznik krzywkowy serii 7GN, wielopozycyjny 0-1-2, 2 pola, 32A, do montażu wewnątrz szafy z czarnym pokrętłem i tabliczką 65x65mm | http://datasheet.lovatoelectric.com/Rotary_cam_switches/POL/7GN32123O.pdf | Rotary cam switch 7GN series, multi-step 0-1-2, 2 poles 32A, for rear mounting with black handle, front plate 65X65mm | http://datasheet.lovatoelectric.com/Rotary_cam_switches/RON/7GN32123O.pdf
7GN32123P |  |  | Enclosed rotary cam switch 7GN series, multi-step 0-1-2, 2 poles 32A in plastic enclosure 90X90mm with black handle | http://datasheet.lovatoelectric.com/Rotary_cam_switches/ENG/7GN32123P.pdf | Commutatore a camme serie 7GN, multivia 0-1-2 2 poli da 32A in cassetta plastica 90X90mm con maniglia nera | http://datasheet.lovatoelectric.com/Rotary_cam_switches/ITA/7GN32123P.pdf | Łącznik krzywkowy serii 7GN, wielopozycyjny 0-1-2, 2 pola, 32A, w obudowie 90x90mm i czarnym pokrętłem | http://datasheet.lovatoelectric.com/Rotary_cam_switches/POL/7GN32123P.pdf | Enclosed rotary cam switch 7GN series, multi-step 0-1-2, 2 poles 32A in plastic enclosure 90X90mm with black handle | http://datasheet.lovatoelectric.com/Rotary_cam_switches/RON/7GN32123P.pdf
7GN32123U |  |  | Rotary cam switch 7GN series, multi-step 0-1-2, 2 poles 32A, for front mounting with black handle, front plate 65X65mm | http://datasheet.lovatoelectric.com/Rotary_cam_switches/ENG/7GN32123U.pdf | Commutatore a camme serie 7GN, multivia 0-1-2 2 poli da 32A in esecuzione per montaggio frontale con maniglia nera, mostrina 65X65mm | http://datasheet.lovatoelectric.com/Rotary_cam_switches/ITA/7GN32123U.pdf | Łącznik krzywkowy serii 7GN, wielopozycyjny 0-1-2, 2 pola, 32A, do montażu tablicowego, z czarnym pokrętłem i tabliczką 65x65mm | http://datasheet.lovatoelectric.com/Rotary_cam_switches/POL/7GN32123U.pdf | Rotary cam switch 7GN series, multi-step 0-1-2, 2 poles 32A, for front mounting with black handle, front plate 65X65mm | http://datasheet.lovatoelectric.com/Rotary_cam_switches/RON/7GN32123U.pdf
7GN32124O |  |  | Rotary cam switch 7GN series, multi-step 0-1-2-3, 2 poles 32A, for rear mounting with black handle, front plate 65X65mm | http://datasheet.lovatoelectric.com/Rotary_cam_switches/ENG/7GN32124O.pdf | Commutatore a camme serie 7GN, multivia 0-1-2-3 2 poli da 32A in esecuzione per montaggio a fondo quadro con maniglia nera, mostrina 65X65mm | http://datasheet.lovatoelectric.com/Rotary_cam_switches/ITA/7GN32124O.pdf | Łącznik krzywkowy serii 7GN, wielopozycyjny 0-1-2-3, 2 pola, 32A, do montażu wewnątrz szafy z czarnym pokrętłem i tabliczką 65x65mm | http://datasheet.lovatoelectric.com/Rotary_cam_switches/POL/7GN32124O.pdf | Rotary cam switch 7GN series, multi-step 0-1-2-3, 2 poles 32A, for rear mounting with black handle, front plate 65X65mm | http://datasheet.lovatoelectric.com/Rotary_cam_switches/RON/7GN32124O.pdf
7GN32124P |  |  | Enclosed rotary cam switch 7GN series, multi-step 0-1-2-3, 2 poles 32A in plastic enclosure 90X90mm with black handle | http://datasheet.lovatoelectric.com/Rotary_cam_switches/ENG/7GN32124P.pdf | Commutatore a camme serie 7GN, multivia 0-1-2-3 2 poli da 32A in cassetta plastica 90X90mm con maniglia nera | http://datasheet.lovatoelectric.com/Rotary_cam_switches/ITA/7GN32124P.pdf | Łącznik krzywkowy serii 7GN, wielopozycyjny 0-1-2-3, 2 pola, 32A, w obudowie 90x90mm i czarnym pokrętłem | http://datasheet.lovatoelectric.com/Rotary_cam_switches/POL/7GN32124P.pdf | Enclosed rotary cam switch 7GN series, multi-step 0-1-2-3, 2 poles 32A in plastic enclosure 90X90mm with black handle | http://datasheet.lovatoelectric.com/Rotary_cam_switches/RON/7GN32124P.pdf
7GN32124U |  |  | Rotary cam switch 7GN series, multi-step 0-1-2-3, 2 poles 32A, for front mounting with black handle, front plate 65X65mm | http://datasheet.lovatoelectric.com/Rotary_cam_switches/ENG/7GN32124U.pdf | Commutatore a camme serie 7GN, multivia 0-1-2-3 2 poli da 32A in esecuzione per montaggio frontale con maniglia nera, mostrina 65X65mm | http://datasheet.lovatoelectric.com/Rotary_cam_switches/ITA/7GN32124U.pdf | Łącznik krzywkowy serii 7GN, wielopozycyjny 0-1-2-3, 2 pola, 32A, do montażu tablicowego, z czarnym pokrętłem i tabliczką 65x65mm | http://datasheet.lovatoelectric.com/Rotary_cam_switches/POL/7GN32124U.pdf | Rotary cam switch 7GN series, multi-step 0-1-2-3, 2 poles 32A, for front mounting with black handle, front plate 65X65mm | http://datasheet.lovatoelectric.com/Rotary_cam_switches/RON/7GN32124U.pdf
7GN3212O |  |  | Rotary cam switch 7GN series, star-delta motor starter switch 32A, for rear mounting with black handle, front plate 65X65mm | http://datasheet.lovatoelectric.com/Rotary_cam_switches/ENG/7GN3212O.pdf | Commutatore a camme serie 7GN, avviatore stella-triangolo da 32A in esecuzione per montaggio a fondo quadro con maniglia nera, mostrina 65X65mm | http://datasheet.lovatoelectric.com/Rotary_cam_switches/ITA/7GN3212O.pdf | Łącznik krzywkowy serii 7GN, przełącznik gwiazda-trójkąt, 32A, do montażu wewnątrz szafy z czarnym pokrętłem i tabliczką 65x65mm | http://datasheet.lovatoelectric.com/Rotary_cam_switches/POL/7GN3212O.pdf | Rotary cam switch 7GN series, star-delta motor starter switch 32A, for rear mounting with black handle, front plate 65X65mm | http://datasheet.lovatoelectric.com/Rotary_cam_switches/RON/7GN3212O.pdf
7GN3212O98 |  |  |  | http://datasheet.lovatoelectric.com/Rotary_cam_switches/ENG/7GN3212O98.pdf |  | http://datasheet.lovatoelectric.com/Rotary_cam_switches/ITA/7GN3212O98.pdf |  | http://datasheet.lovatoelectric.com/Rotary_cam_switches/POL/7GN3212O98.pdf |  | http://datasheet.lovatoelectric.com/Rotary_cam_switches/RON/7GN3212O98.pdf
7GN3212P |  |  | Enclosed rotary cam switch 7GN series, star-delta motor starter switch 32A in plastic enclosure 90X90mm with black handle | http://datasheet.lovatoelectric.com/Rotary_cam_switches/ENG/7GN3212P.pdf | Commutatore a camme serie 7GN, avviatore stella-triangolo da 32A in cassetta plastica 90X90mm con maniglia nera | http://datasheet.lovatoelectric.com/Rotary_cam_switches/ITA/7GN3212P.pdf | Łącznik krzywkowy serii 7GN, przełącznik gwiazda-trójkąt, 32A, w obudowie 90x90mm i czarnym pokrętłem | http://datasheet.lovatoelectric.com/Rotary_cam_switches/POL/7GN3212P.pdf | Enclosed rotary cam switch 7GN series, star-delta motor starter switch 32A in plastic enclosure 90X90mm with black handle | http://datasheet.lovatoelectric.com/Rotary_cam_switches/RON/7GN3212P.pdf
7GN3212P25 |  |  | Enclosed rotary cam switch 7GN series, star-delta motor starter, 32A in plastic enclosure 90X90mm with red/yellow handle | http://datasheet.lovatoelectric.com/Rotary_cam_switches/ENG/7GN3212P25.pdf | Commutatore a camme serie 7GN, avviatore stella-triangolo da 32A in cassetta plastica 90X90mm con maniglia giallo/rossa | http://datasheet.lovatoelectric.com/Rotary_cam_switches/ITA/7GN3212P25.pdf | Łącznik krzywkowy serii 7GN, przełącznik gwiazda-trójkąt, 32A, w obudowie 90x90mm i żółto/czerwonym pokrętłem | http://datasheet.lovatoelectric.com/Rotary_cam_switches/POL/7GN3212P25.pdf | Enclosed rotary cam switch 7GN series, star-delta motor starter, 32A in plastic enclosure 90X90mm with red/yellow handle | http://datasheet.lovatoelectric.com/Rotary_cam_switches/RON/7GN3212P25.pdf
7GN3212U | 7GN3212U.jpg | http://datasheet.lovatoelectric.com/Rotary_cam_switches/products_images/7GN3212U.jpg | Rotary cam switch 7GN series, star-delta motor starter switch 32A, for front mounting with black handle, front plate 65X65mm | http://datasheet.lovatoelectric.com/Rotary_cam_switches/ENG/7GN3212U.pdf | Commutatore a camme serie 7GN, avviatore stella-triangolo da 32A in esecuzione per montaggio frontale con maniglia nera, mostrina 65X65mm | http://datasheet.lovatoelectric.com/Rotary_cam_switches/ITA/7GN3212U.pdf | Łącznik krzywkowy serii 7GN, przełącznik gwiazda-trójkąt, 32A, do montażu tablicowego, z czarnym pokrętłem i tabliczką 65x65mm | http://datasheet.lovatoelectric.com/Rotary_cam_switches/POL/7GN3212U.pdf | Rotary cam switch 7GN series, star-delta motor starter switch 32A, for front mounting with black handle, front plate 65X65mm | http://datasheet.lovatoelectric.com/Rotary_cam_switches/RON/7GN3212U.pdf
7GN3212U65 |  |  | Rotary cam switch 7GN series, star-delta motor starter switch 32A, for front mounting with red/yellow handle padlockable in 0 and protection covers, front plate 65X65mm | http://datasheet.lovatoelectric.com/Rotary_cam_switches/ENG/7GN3212U65.pdf | Commutatore a camme serie 7GN, avviatore stella-triangolo da 32A in esecuzione per montaggio frontale con maniglia giallo/rossa lucchettabile in 0 e copriterminali, mostrina 65X65mm | http://datasheet.lovatoelectric.com/Rotary_cam_switches/ITA/7GN3212U65.pdf | Łącznik krzywkowy serii 7GN, przełącznik gwiazda-trójkąt, 32A, do montażu tablicowego, z żółto/czerwonym pokrętłem blokowanym w pozycji 0, osłonami zacisków i tabliczką 65x65mm | http://datasheet.lovatoelectric.com/Rotary_cam_switches/POL/7GN3212U65.pdf | Rotary cam switch 7GN series, star-delta motor starter switch 32A, for front mounting with red/yellow handle padlockable in 0 and protection covers, front plate 65X65mm | http://datasheet.lovatoelectric.com/Rotary_cam_switches/RON/7GN3212U65.pdf
7GN32135O |  |  | Rotary cam switch 7GN series, multi-step 0-1-2, 3 poles 32A, for rear mounting with black handle, front plate 65X65mm | http://datasheet.lovatoelectric.com/Rotary_cam_switches/ENG/7GN32135O.pdf | Commutatore a camme serie 7GN, multivia 0-1-2 3 poli da 32A in esecuzione per montaggio a fondo quadro con maniglia nera, mostrina 65X65mm | http://datasheet.lovatoelectric.com/Rotary_cam_switches/ITA/7GN32135O.pdf | Łącznik krzywkowy serii 7GN, wielopozycyjny 0-1-2, 3 pola, 32A, do montażu wewnątrz szafy z czarnym pokrętłem i tabliczką 65x65mm | http://datasheet.lovatoelectric.com/Rotary_cam_switches/POL/7GN32135O.pdf | Rotary cam switch 7GN series, multi-step 0-1-2, 3 poles 32A, for rear mounting with black handle, front plate 65X65mm | http://datasheet.lovatoelectric.com/Rotary_cam_switches/RON/7GN32135O.pdf
7GN32135P |  |  | Enclosed rotary cam switch 7GN series, multi-step 0-1-2, 3 poles 32A in plastic enclosure 90X90mm with black handle | http://datasheet.lovatoelectric.com/Rotary_cam_switches/ENG/7GN32135P.pdf | Commutatore a camme serie 7GN, multivia 0-1-2 3 poli da 32A in cassetta plastica 90X90mm con maniglia nera | http://datasheet.lovatoelectric.com/Rotary_cam_switches/ITA/7GN32135P.pdf | Łącznik krzywkowy serii 7GN, wielopozycyjny 0-1-2, 3 pola, 32A, w obudowie 90x90mm i czarnym pokrętłem | http://datasheet.lovatoelectric.com/Rotary_cam_switches/POL/7GN32135P.pdf | Enclosed rotary cam switch 7GN series, multi-step 0-1-2, 3 poles 32A in plastic enclosure 90X90mm with black handle | http://datasheet.lovatoelectric.com/Rotary_cam_switches/RON/7GN32135P.pdf
7GN32135U |  |  | Rotary cam switch 7GN series, multi-step 0-1-2, 3 poles 32A, for front mounting with black handle, front plate 65X65mm | http://datasheet.lovatoelectric.com/Rotary_cam_switches/ENG/7GN32135U.pdf | Commutatore a camme serie 7GN, multivia 0-1-2 3 poli da 32A in esecuzione per montaggio frontale con maniglia nera, mostrina 65X65mm | http://datasheet.lovatoelectric.com/Rotary_cam_switches/ITA/7GN32135U.pdf | Łącznik krzywkowy serii 7GN, wielopozycyjny 0-1-2, 3 pola, 32A, do montażu tablicowego, z czarnym pokrętłem i tabliczką 65x65mm | http://datasheet.lovatoelectric.com/Rotary_cam_switches/POL/7GN32135U.pdf | Rotary cam switch 7GN series, multi-step 0-1-2, 3 poles 32A, for front mounting with black handle, front plate 65X65mm | http://datasheet.lovatoelectric.com/Rotary_cam_switches/RON/7GN32135U.pdf
7GN32136O |  |  | Rotary cam switch 7GN series, multi-step 0-1-2-3, 3 poles 32A, for rear mounting with black handle, front plate 65X65mm | http://datasheet.lovatoelectric.com/Rotary_cam_switches/ENG/7GN32136O.pdf | Commutatore a camme serie 7GN, multivia 0-1-2-3 3 poli da 32A in esecuzione per montaggio a fondo quadro con maniglia nera, mostrina 65X65mm | http://datasheet.lovatoelectric.com/Rotary_cam_switches/ITA/7GN32136O.pdf | Łącznik krzywkowy serii 7GN, wielopozycyjny 0-1-2-3, 3 pola, 32A, do montażu wewnątrz szafy z czarnym pokrętłem i tabliczką 65x65mm | http://datasheet.lovatoelectric.com/Rotary_cam_switches/POL/7GN32136O.pdf | Rotary cam switch 7GN series, multi-step 0-1-2-3, 3 poles 32A, for rear mounting with black handle, front plate 65X65mm | http://datasheet.lovatoelectric.com/Rotary_cam_switches/RON/7GN32136O.pdf
7GN32136P |  |  | Enclosed rotary cam switch 7GN series, multi-step 0-1-2-3, 3 poles 32A in plastic enclosure 90X90mm with black handle | http://datasheet.lovatoelectric.com/Rotary_cam_switches/ENG/7GN32136P.pdf | Commutatore a camme serie 7GN, multivia 0-1-2-3 3 poli da 32A in cassetta plastica 90X90mm con maniglia nera | http://datasheet.lovatoelectric.com/Rotary_cam_switches/ITA/7GN32136P.pdf | Łącznik krzywkowy serii 7GN, wielopozycyjny 0-1-2-3, 3 pola, 32A, w obudowie 90x90mm i czarnym pokrętłem | http://datasheet.lovatoelectric.com/Rotary_cam_switches/POL/7GN32136P.pdf | Enclosed rotary cam switch 7GN series, multi-step 0-1-2-3, 3 poles 32A in plastic enclosure 90X90mm with black handle | http://datasheet.lovatoelectric.com/Rotary_cam_switches/RON/7GN32136P.pdf
7GN32136U |  |  | Rotary cam switch 7GN series, multi-step 0-1-2-3, 3 poles 32A, for front mounting with black handle, front plate 65X65mm | http://datasheet.lovatoelectric.com/Rotary_cam_switches/ENG/7GN32136U.pdf | Commutatore a camme serie 7GN, multivia 0-1-2-3 3 poli da 32A in esecuzione per montaggio frontale con maniglia nera, mostrina 65X65mm | http://datasheet.lovatoelectric.com/Rotary_cam_switches/ITA/7GN32136U.pdf | Łącznik krzywkowy serii 7GN, wielopozycyjny 0-1-2-3, 3 pola, 32A, do montażu tablicowego, z czarnym pokrętłem i tabliczką 65x65mm | http://datasheet.lovatoelectric.com/Rotary_cam_switches/POL/7GN32136U.pdf | Rotary cam switch 7GN series, multi-step 0-1-2-3, 3 poles 32A, for front mounting with black handle, front plate 65X65mm | http://datasheet.lovatoelectric.com/Rotary_cam_switches/RON/7GN32136U.pdf
7GN3213O |  |  | Rotary cam switch 7GN series, Dahlander motor control switch 1-0-2, 32A, for rear mounting with black handle, front plate 65X65mm | http://datasheet.lovatoelectric.com/Rotary_cam_switches/ENG/7GN3213O.pdf | Commutatore a camme serie 7GN, avviatore per motori Dahlander 1-0-2 da 32A in esecuzione per montaggio a fondo quadro con maniglia nera, mostrina 65X65mm | http://datasheet.lovatoelectric.com/Rotary_cam_switches/ITA/7GN3213O.pdf | Łącznik krzywkowy serii 7GN, przełącznik silnika dwubiegunowego 1-0-2, układ Dahlandera, 32A, do montażu wewnątrz szafy z czarnym pokrętłem i tabliczką 65x65mm | http://datasheet.lovatoelectric.com/Rotary_cam_switches/POL/7GN3213O.pdf | Rotary cam switch 7GN series, Dahlander motor control switch 1-0-2, 32A, for rear mounting with black handle, front plate 65X65mm | http://datasheet.lovatoelectric.com/Rotary_cam_switches/RON/7GN3213O.pdf
7GN3213O98 |  |  |  | http://datasheet.lovatoelectric.com/Rotary_cam_switches/ENG/7GN3213O98.pdf |  | http://datasheet.lovatoelectric.com/Rotary_cam_switches/ITA/7GN3213O98.pdf |  | http://datasheet.lovatoelectric.com/Rotary_cam_switches/POL/7GN3213O98.pdf |  | http://datasheet.lovatoelectric.com/Rotary_cam_switches/RON/7GN3213O98.pdf
7GN3213P |  |  | Enclosed rotary cam switch 7GN series, Dahlander motor control switch 1-0-2, 32A in plastic enclosure 90X90mm with black handle | http://datasheet.lovatoelectric.com/Rotary_cam_switches/ENG/7GN3213P.pdf | Commutatore a camme serie 7GN, avviatore per motori Dahlander 1-0-2 da 32A in cassetta plastica 90X90mm con maniglia nera | http://datasheet.lovatoelectric.com/Rotary_cam_switches/ITA/7GN3213P.pdf | Łącznik krzywkowy serii 7GN, przełącznik silnika dwubiegunowego 1-0-2, układ Dahlandera, 32A, w obudowie 90x90mm i czarnym pokrętłem | http://datasheet.lovatoelectric.com/Rotary_cam_switches/POL/7GN3213P.pdf | Enclosed rotary cam switch 7GN series, Dahlander motor control switch 1-0-2, 32A in plastic enclosure 90X90mm with black handle | http://datasheet.lovatoelectric.com/Rotary_cam_switches/RON/7GN3213P.pdf
7GN3213P25 |  |  | Enclosed rotary cam switch 7GN series, Dahlander motor control switch 1-0-2, 32A in plastic enclosure 90X90mm with red/yellow handle | http://datasheet.lovatoelectric.com/Rotary_cam_switches/ENG/7GN3213P25.pdf | Commutatore a camme serie 7GN, avviatore per motori Dahlander 1-0-2 da 32A in cassetta plastica 90X90mm con maniglia giallo/rossa | http://datasheet.lovatoelectric.com/Rotary_cam_switches/ITA/7GN3213P25.pdf | Łącznik krzywkowy serii 7GN, przełącznik silnika dwubiegunowego 1-0-2, układ Dahlandera, 32A, w obudowie 90x90mm i żółto/czerwonym pokrętłem | http://datasheet.lovatoelectric.com/Rotary_cam_switches/POL/7GN3213P25.pdf | Enclosed rotary cam switch 7GN series, Dahlander motor control switch 1-0-2, 32A in plastic enclosure 90X90mm with red/yellow handle | http://datasheet.lovatoelectric.com/Rotary_cam_switches/RON/7GN3213P25.pdf
7GN3213U | 7GN3213U.jpg | http://datasheet.lovatoelectric.com/Rotary_cam_switches/products_images/7GN3213U.jpg | Rotary cam switch 7GN series, Dahlander motor control switch 1-0-2, 32A, for front mounting with black handle, front plate 65X65mm | http://datasheet.lovatoelectric.com/Rotary_cam_switches/ENG/7GN3213U.pdf | Commutatore a camme serie 7GN, avviatore per motori Dahlander 1-0-2 da 32A in esecuzione per montaggio frontale con maniglia nera, mostrina 65X65mm | http://datasheet.lovatoelectric.com/Rotary_cam_switches/ITA/7GN3213U.pdf | Łącznik krzywkowy serii 7GN, przełącznik silnika dwubiegunowego 1-0-2, układ Dahlandera, 32A, do montażu tablicowego, z czarnym pokrętłem i tabliczką 65x65mm | http://datasheet.lovatoelectric.com/Rotary_cam_switches/POL/7GN3213U.pdf | Rotary cam switch 7GN series, Dahlander motor control switch 1-0-2, 32A, for front mounting with black handle, front plate 65X65mm | http://datasheet.lovatoelectric.com/Rotary_cam_switches/RON/7GN3213U.pdf
7GN3213U65 |  |  | Rotary cam switch 7GN series, Dahlander motor control switch 1-0-2, 32A, for front mounting with red/yellow handle padlockable in 0 and protection covers, front plate 65X65mm | http://datasheet.lovatoelectric.com/Rotary_cam_switches/ENG/7GN3213U65.pdf | Commutatore a camme serie 7GN, avviatore per motori Dahlander 1-0-2 da 32A in esecuzione per montaggio frontale con maniglia giallo/rossa lucchettabile in 0 e copriterminali, mostrina 65X65mm | http://datasheet.lovatoelectric.com/Rotary_cam_switches/ITA/7GN3213U65.pdf | Łącznik krzywkowy serii 7GN, przełącznik silnika dwubiegunowego 1-0-2, układ Dahlandera, 32A, do montażu tablicowego, z żółto/czerwonym pokrętłem blokowanym w pozycji 0, osłonami zacisków i tabliczką 65x65mm | http://datasheet.lovatoelectric.com/Rotary_cam_switches/POL/7GN3213U65.pdf | Rotary cam switch 7GN series, Dahlander motor control switch 1-0-2, 32A, for front mounting with red/yellow handle padlockable in 0 and protection covers, front plate 65X65mm | http://datasheet.lovatoelectric.com/Rotary_cam_switches/RON/7GN3213U65.pdf
7GN3219O |  |  | Rotary cam switch 7GN series, Dahlander motor control switch 0-1-2, 32A, for rear mounting with black handle, front plate 65X65mm | http://datasheet.lovatoelectric.com/Rotary_cam_switches/ENG/7GN3219O.pdf | Commutatore a camme serie 7GN, avviatore per motori Dahlander 0-1-2 da 32A in esecuzione per montaggio a fondo quadro con maniglia nera, mostrina 65X65mm | http://datasheet.lovatoelectric.com/Rotary_cam_switches/ITA/7GN3219O.pdf | Łącznik krzywkowy serii 7GN, przełącznik silnika dwubiegunowego 0-1-2, układ Dahlandera, 32A, do montażu wewnątrz szafy z czarnym pokrętłem i tabliczką 65x65mm | http://datasheet.lovatoelectric.com/Rotary_cam_switches/POL/7GN3219O.pdf | Rotary cam switch 7GN series, Dahlander motor control switch 0-1-2, 32A, for rear mounting with black handle, front plate 65X65mm | http://datasheet.lovatoelectric.com/Rotary_cam_switches/RON/7GN3219O.pdf
7GN3219P |  |  | Enclosed rotary cam switch 7GN series, Dahlander motor control switch 0-1-2, 32A in plastic enclosure 90X90mm with black handle | http://datasheet.lovatoelectric.com/Rotary_cam_switches/ENG/7GN3219P.pdf | Commutatore a camme serie 7GN, avviatore per motori Dahlander 0-1-2 da 32A in cassetta plastica 90X90mm con maniglia nera | http://datasheet.lovatoelectric.com/Rotary_cam_switches/ITA/7GN3219P.pdf | Łącznik krzywkowy serii 7GN, przełącznik silnika dwubiegunowego 0-1-2, układ Dahlandera, 32A, w obudowie 90x90mm i czarnym pokrętłem | http://datasheet.lovatoelectric.com/Rotary_cam_switches/POL/7GN3219P.pdf | Enclosed rotary cam switch 7GN series, Dahlander motor control switch 0-1-2, 32A in plastic enclosure 90X90mm with black handle | http://datasheet.lovatoelectric.com/Rotary_cam_switches/RON/7GN3219P.pdf
7GN3219P25 |  |  | Enclosed rotary cam switch 7GN series, Dahlander motor control switch 0-1-2, 32A in plastic enclosure 90X90mm with red/yellow handle | http://datasheet.lovatoelectric.com/Rotary_cam_switches/ENG/7GN3219P25.pdf | Commutatore a camme serie 7GN, avviatore per motori Dahlander 0-1-2 da 32A in cassetta plastica 90X90mm con maniglia giallo/rossa | http://datasheet.lovatoelectric.com/Rotary_cam_switches/ITA/7GN3219P25.pdf | Łącznik krzywkowy serii 7GN, przełącznik silnika dwubiegunowego 0-1-2, układ Dahlandera, 32A, w obudowie 90x90mm i żółto/czerwonym pokrętłem | http://datasheet.lovatoelectric.com/Rotary_cam_switches/POL/7GN3219P25.pdf | Enclosed rotary cam switch 7GN series, Dahlander motor control switch 0-1-2, 32A in plastic enclosure 90X90mm with red/yellow handle | http://datasheet.lovatoelectric.com/Rotary_cam_switches/RON/7GN3219P25.pdf
7GN3219U |  |  | Rotary cam switch 7GN series, Dahlander motor control switch 0-1-2, 32A, for front mounting with black handle, front plate 65X65mm | http://datasheet.lovatoelectric.com/Rotary_cam_switches/ENG/7GN3219U.pdf | Commutatore a camme serie 7GN, avviatore per motori Dahlander 0-1-2 da 32A in esecuzione per montaggio frontale con maniglia nera, mostrina 65X65mm | http://datasheet.lovatoelectric.com/Rotary_cam_switches/ITA/7GN3219U.pdf | Łącznik krzywkowy serii 7GN, przełącznik silnika dwubiegunowego 0-1-2, układ Dahlandera, 32A, do montażu tablicowego, z czarnym pokrętłem i tabliczką 65x65mm | http://datasheet.lovatoelectric.com/Rotary_cam_switches/POL/7GN3219U.pdf | Rotary cam switch 7GN series, Dahlander motor control switch 0-1-2, 32A, for front mounting with black handle, front plate 65X65mm | http://datasheet.lovatoelectric.com/Rotary_cam_switches/RON/7GN3219U.pdf
7GN3219U65 |  |  | Rotary cam switch 7GN series, Dahlander motor control switch 0-1-2, 32A, for front mounting with red/yellow handle padlockable in 0 and protection covers, front plate 65X65mm | http://datasheet.lovatoelectric.com/Rotary_cam_switches/ENG/7GN3219U65.pdf | Commutatore a camme serie 7GN, avviatore per motori Dahlander 0-1-2 da 32A in esecuzione per montaggio frontale con maniglia giallo/rossa lucchettabile in 0 e copriterminali, mostrina 65X65mm | http://datasheet.lovatoelectric.com/Rotary_cam_switches/ITA/7GN3219U65.pdf | Łącznik krzywkowy serii 7GN, przełącznik silnika dwubiegunowego 0-1-2, układ Dahlandera, 32A, do montażu tablicowego, z żółto/czerwonym pokrętłem blokowanym w pozycji 0, osłonami zacisków i tabliczką 65x65mm | http://datasheet.lovatoelectric.com/Rotary_cam_switches/POL/7GN3219U65.pdf | Rotary cam switch 7GN series, Dahlander motor control switch 0-1-2, 32A, for front mounting with red/yellow handle padlockable in 0 and protection covers, front plate 65X65mm | http://datasheet.lovatoelectric.com/Rotary_cam_switches/RON/7GN3219U65.pdf
7GN3220O |  |  | Rotary cam switch 7GN series, Dahlander motor 2-speed reversing switch, 32A, for rear mounting with black handle, front plate 65X65mm | http://datasheet.lovatoelectric.com/Rotary_cam_switches/ENG/7GN3220O.pdf | Commutatore a camme serie 7GN, invertitore di marcia a 2 velocita' per motori Dahlander da 32A in esecuzione per montaggio a fondo quadro con maniglia nera, mostrina 65X65mm | http://datasheet.lovatoelectric.com/Rotary_cam_switches/ITA/7GN3220O.pdf | Łącznik krzywkowy serii 7GN, przełącznik zmiany kirunku obrotów silnika dwubiegunowego, układ Dahlandera, 32A, do montażu wewnątrz szafy z czarnym pokrętłem i tabliczką 65x65mm | http://datasheet.lovatoelectric.com/Rotary_cam_switches/POL/7GN3220O.pdf | Rotary cam switch 7GN series, Dahlander motor 2-speed reversing switch, 32A, for rear mounting with black handle, front plate 65X65mm | http://datasheet.lovatoelectric.com/Rotary_cam_switches/RON/7GN3220O.pdf
7GN3220O98 |  |  |  | http://datasheet.lovatoelectric.com/Rotary_cam_switches/ENG/7GN3220O98.pdf |  | http://datasheet.lovatoelectric.com/Rotary_cam_switches/ITA/7GN3220O98.pdf |  | http://datasheet.lovatoelectric.com/Rotary_cam_switches/POL/7GN3220O98.pdf |  | http://datasheet.lovatoelectric.com/Rotary_cam_switches/RON/7GN3220O98.pdf
7GN3220U |  |  | Rotary cam switch 7GN series, Dahlander motor 2-speed reversing switch, 32A, for front mounting with black handle, front plate 65X65mm | http://datasheet.lovatoelectric.com/Rotary_cam_switches/ENG/7GN3220U.pdf | Commutatore a camme serie 7GN, invertitore di marcia a 2 velocita' per motori Dahlander da 32A in esecuzione per montaggio frontale con maniglia nera, mostrina 65X65mm | http://datasheet.lovatoelectric.com/Rotary_cam_switches/ITA/7GN3220U.pdf | Łącznik krzywkowy serii 7GN, przełącznik zmiany kirunku obrotów silnika dwubiegunowego, układ Dahlandera, 32A, do montażu tablicowego, z czarnym pokrętłem i tabliczką 65x65mm | http://datasheet.lovatoelectric.com/Rotary_cam_switches/POL/7GN3220U.pdf | Rotary cam switch 7GN series, Dahlander motor 2-speed reversing switch, 32A, for front mounting with black handle, front plate 65X65mm | http://datasheet.lovatoelectric.com/Rotary_cam_switches/RON/7GN3220U.pdf
7GN3220U65 |  |  | Rotary cam switch 7GN series, Dahlander motor 2-speed reversing switch, 32A, for front mounting with red/yellow handle padlockable in 0 and protection covers, front plate 65X65mm | http://datasheet.lovatoelectric.com/Rotary_cam_switches/ENG/7GN3220U65.pdf | Commutatore a camme serie 7GN, invertitore di marcia a 2 velocita' per motori Dahlander da 32A in esecuzione per montaggio frontale con maniglia giallo/rossa lucchettabile in 0 e copriterminali, mostrina 65X65mm | http://datasheet.lovatoelectric.com/Rotary_cam_switches/ITA/7GN3220U65.pdf | Łącznik krzywkowy serii 7GN, przełącznik zmiany kirunku obrotów silnika dwubiegunowego, układ Dahlandera, 32A, do montażu tablicowego, z żółto/czerwonym pokrętłem blokowanym w pozycji 0, osłonami zacisków i tabliczką 65x65mm | http://datasheet.lovatoelectric.com/Rotary_cam_switches/POL/7GN3220U65.pdf | Rotary cam switch 7GN series, Dahlander motor 2-speed reversing switch, 32A, for front mounting with red/yellow handle padlockable in 0 and protection covers, front plate 65X65mm | http://datasheet.lovatoelectric.com/Rotary_cam_switches/RON/7GN3220U65.pdf
7GN3225O |  |  | Rotary cam switch 7GN series, 1-phase motor reversing switch with spring return 32A, for rear mounting with black handle, front plate 65X65mm | http://datasheet.lovatoelectric.com/Rotary_cam_switches/ENG/7GN3225O.pdf | Commutatore a camme serie 7GN, invertitore di marcia monofase con ritorno a molla da 32A in esecuzione per montaggio a fondo quadro con maniglia nera, mostrina 65X65mm | http://datasheet.lovatoelectric.com/Rotary_cam_switches/ITA/7GN3225O.pdf | Łącznik krzywkowy serii 7GN, przełącznik zmiany kierunku obrotów silnika 1 fazowego, z powrotem do pozycji 0, 32A, do montażu wewnątrz szafy z czarnym pokrętłem i tabliczką 65x65mm | http://datasheet.lovatoelectric.com/Rotary_cam_switches/POL/7GN3225O.pdf | Rotary cam switch 7GN series, 1-phase motor reversing switch with spring return 32A, for rear mounting with black handle, front plate 65X65mm | http://datasheet.lovatoelectric.com/Rotary_cam_switches/RON/7GN3225O.pdf
7GN3225O98 |  |  |  | http://datasheet.lovatoelectric.com/Rotary_cam_switches/ENG/7GN3225O98.pdf |  | http://datasheet.lovatoelectric.com/Rotary_cam_switches/ITA/7GN3225O98.pdf |  | http://datasheet.lovatoelectric.com/Rotary_cam_switches/POL/7GN3225O98.pdf |  | http://datasheet.lovatoelectric.com/Rotary_cam_switches/RON/7GN3225O98.pdf
7GN3225P |  |  | Enclosed rotary cam switch 7GN series, 1-phase motor reversing switch with spring return 32A in plastic enclosure 90X90mm with black handle | http://datasheet.lovatoelectric.com/Rotary_cam_switches/ENG/7GN3225P.pdf | Commutatore a camme serie 7GN, invertitore di marcia monofase con ritorno a molla da 32A in cassetta plastica 90X90mm con maniglia nera | http://datasheet.lovatoelectric.com/Rotary_cam_switches/ITA/7GN3225P.pdf | Łącznik krzywkowy serii 7GN, przełącznik zmiany kierunku obrotów silnika 1 fazowego, z powrotem do pozycji 0, 32A, w obudowie 90x90mm i czarnym pokrętłem | http://datasheet.lovatoelectric.com/Rotary_cam_switches/POL/7GN3225P.pdf | Enclosed rotary cam switch 7GN series, 1-phase motor reversing switch with spring return 32A in plastic enclosure 90X90mm with black handle | http://datasheet.lovatoelectric.com/Rotary_cam_switches/RON/7GN3225P.pdf
7GN3225P25 |  |  | Enclosed rotary cam switch 7GN series, 1-phase motor reversing switch with spring return 32A in plastic enclosure 90X90mm with red/yellow handle | http://datasheet.lovatoelectric.com/Rotary_cam_switches/ENG/7GN3225P25.pdf | Commutatore a camme serie 7GN, invertitore di marcia monofase con ritorno a molla da 32A in cassetta plastica 90X90mm con maniglia giallo/rossa | http://datasheet.lovatoelectric.com/Rotary_cam_switches/ITA/7GN3225P25.pdf | Łącznik krzywkowy serii 7GN, przełącznik zmiany kierunku obrotów silnika 1 fazowego, z powrotem do pozycji 0, 32A, w obudowie 90x90mm i żółto/czerwonym pokrętłem | http://datasheet.lovatoelectric.com/Rotary_cam_switches/POL/7GN3225P25.pdf | Enclosed rotary cam switch 7GN series, 1-phase motor reversing switch with spring return 32A in plastic enclosure 90X90mm with red/yellow handle | http://datasheet.lovatoelectric.com/Rotary_cam_switches/RON/7GN3225P25.pdf
7GN3225U |  |  | Rotary cam switch 7GN series, 1-phase motor reversing switch with spring return 32A, for front mounting with black handle, front plate 65X65mm | http://datasheet.lovatoelectric.com/Rotary_cam_switches/ENG/7GN3225U.pdf | Commutatore a camme serie 7GN, invertitore di marcia monofase con ritorno a molla da 32A in esecuzione per montaggio frontale con maniglia nera, mostrina 65X65mm | http://datasheet.lovatoelectric.com/Rotary_cam_switches/ITA/7GN3225U.pdf | Łącznik krzywkowy serii 7GN, przełącznik zmiany kierunku obrotów silnika 1 fazowego, z powrotem do pozycji 0, 32A, do montażu tablicowego, z czarnym pokrętłem i tabliczką 65x65mm | http://datasheet.lovatoelectric.com/Rotary_cam_switches/POL/7GN3225U.pdf | Rotary cam switch 7GN series, 1-phase motor reversing switch with spring return 32A, for front mounting with black handle, front plate 65X65mm | http://datasheet.lovatoelectric.com/Rotary_cam_switches/RON/7GN3225U.pdf
7GN3225U65 |  |  | Rotary cam switch 7GN series, 1-phase motor reversing switch with spring return 32A, for front mounting with red/yellow handle padlockable in 0 and protection covers, front plate 65X65mm | http://datasheet.lovatoelectric.com/Rotary_cam_switches/ENG/7GN3225U65.pdf | Commutatore a camme serie 7GN, invertitore di marcia monofase con ritorno a molla da 32A in esecuzione per montaggio frontale con maniglia giallo/rossa lucchettabile in 0 e copriterminali, mostrina 65X65mm | http://datasheet.lovatoelectric.com/Rotary_cam_switches/ITA/7GN3225U65.pdf | Łącznik krzywkowy serii 7GN, przełącznik zmiany kierunku obrotów silnika 1 fazowego, z powrotem do pozycji 0, 32A, do montażu tablicowego, z żółto/czerwonym pokrętłem blokowanym w pozycji 0, osłonami zacisków i tabliczką 65x65mm | http://datasheet.lovatoelectric.com/Rotary_cam_switches/POL/7GN3225U65.pdf | Rotary cam switch 7GN series, 1-phase motor reversing switch with spring return 32A, for front mounting with red/yellow handle padlockable in 0 and protection covers, front plate 65X65mm | http://datasheet.lovatoelectric.com/Rotary_cam_switches/RON/7GN3225U65.pdf
7GN3226O |  |  | Rotary cam switch 7GN series, 3-phase motor reversing switch with spring return 32A, for rear mounting with black handle, front plate 65X65mm | http://datasheet.lovatoelectric.com/Rotary_cam_switches/ENG/7GN3226O.pdf | Commutatore a camme serie 7GN, invertitore di marcia trifase con ritorno di molla da 32A in esecuzione per montaggio a fondo quadro con maniglia nera, mostrina 65X65mm | http://datasheet.lovatoelectric.com/Rotary_cam_switches/ITA/7GN3226O.pdf | Łącznik krzywkowy serii 7GN, przełącznik zmiany kierunku obrotów silnika 3 fazowego, z powrotem do pozycji 0, 32A, do montażu wewnątrz szafy z czarnym pokrętłem i tabliczką 65x65mm | http://datasheet.lovatoelectric.com/Rotary_cam_switches/POL/7GN3226O.pdf | Rotary cam switch 7GN series, 3-phase motor reversing switch with spring return 32A, for rear mounting with black handle, front plate 65X65mm | http://datasheet.lovatoelectric.com/Rotary_cam_switches/RON/7GN3226O.pdf
7GN3226O98 |  |  |  | http://datasheet.lovatoelectric.com/Rotary_cam_switches/ENG/7GN3226O98.pdf |  | http://datasheet.lovatoelectric.com/Rotary_cam_switches/ITA/7GN3226O98.pdf |  | http://datasheet.lovatoelectric.com/Rotary_cam_switches/POL/7GN3226O98.pdf |  | http://datasheet.lovatoelectric.com/Rotary_cam_switches/RON/7GN3226O98.pdf
7GN3226P |  |  | Enclosed rotary cam switch 7GN series, 3-phase motor reversing switch with spring return 32A in plastic enclosure 90X90mm with black handle | http://datasheet.lovatoelectric.com/Rotary_cam_switches/ENG/7GN3226P.pdf | Commutatore a camme serie 7GN, invertitore di marcia trifase con ritorno a molla da 32A in cassetta plastica 90X90mm con maniglia nera | http://datasheet.lovatoelectric.com/Rotary_cam_switches/ITA/7GN3226P.pdf | Łącznik krzywkowy serii 7GN, przełącznik zmiany kierunku obrotów silnika 3 fazowego, z powrotem do pozycji 0, 32A, w obudowie 90x90mm i czarnym pokrętłem | http://datasheet.lovatoelectric.com/Rotary_cam_switches/POL/7GN3226P.pdf | Enclosed rotary cam switch 7GN series, 3-phase motor reversing switch with spring return 32A in plastic enclosure 90X90mm with black handle | http://datasheet.lovatoelectric.com/Rotary_cam_switches/RON/7GN3226P.pdf
7GN3226P25 |  |  | Enclosed rotary cam switch 7GN series, 3-phase motor reversing switch with spring return 32A in plastic enclosure 90X90mm with red/yellow handle | http://datasheet.lovatoelectric.com/Rotary_cam_switches/ENG/7GN3226P25.pdf | Commutatore a camme serie 7GN, invertitore di marcia trifase con ritorno a molla da 32A in cassetta plastica 90X90mm con maniglia giallo/rossa | http://datasheet.lovatoelectric.com/Rotary_cam_switches/ITA/7GN3226P25.pdf | Łącznik krzywkowy serii 7GN, przełącznik zmiany kierunku obrotów silnika 3 fazowego, z powrotem do pozycji 0, 32A, w obudowie 90x90mm i żółto/czerwonym pokrętłem | http://datasheet.lovatoelectric.com/Rotary_cam_switches/POL/7GN3226P25.pdf | Enclosed rotary cam switch 7GN series, 3-phase motor reversing switch with spring return 32A in plastic enclosure 90X90mm with red/yellow handle | http://datasheet.lovatoelectric.com/Rotary_cam_switches/RON/7GN3226P25.pdf
7GN3226U |  |  | Rotary cam switch 7GN series, 3-phase motor reversing switch with spring return 32A, for front mounting with black handle, front plate 65X65mm | http://datasheet.lovatoelectric.com/Rotary_cam_switches/ENG/7GN3226U.pdf | Commutatore a camme serie 7GN, invertitore di marcia trifase con ritorno a molla da 32A in esecuzione per montaggio frontale con maniglia nera, mostrina 65X65mm | http://datasheet.lovatoelectric.com/Rotary_cam_switches/ITA/7GN3226U.pdf | Łącznik krzywkowy serii 7GN, przełącznik zmiany kierunku obrotów silnika 3 fazowego, z powrotem do pozycji 0, 32A, do montażu tablicowego, z czarnym pokrętłem i tabliczką 65x65mm | http://datasheet.lovatoelectric.com/Rotary_cam_switches/POL/7GN3226U.pdf | Rotary cam switch 7GN series, 3-phase motor reversing switch with spring return 32A, for front mounting with black handle, front plate 65X65mm | http://datasheet.lovatoelectric.com/Rotary_cam_switches/RON/7GN3226U.pdf
7GN3226U65 |  |  | Rotary cam switch 7GN series, 1-phase motor reversing switch with spring return 32A, for front mounting with red/yellow handle padlockable in 0 and protection covers, front plate 65X65mm | http://datasheet.lovatoelectric.com/Rotary_cam_switches/ENG/7GN3226U65.pdf | Commutatore a camme serie 7GN, invertitore di marcia monofase con ritorno a molla da 32A in esecuzione per montaggio frontale con maniglia giallo/rossa lucchettabile in 0 e copriterminali, mostrina 65X65mm | http://datasheet.lovatoelectric.com/Rotary_cam_switches/ITA/7GN3226U65.pdf | Łącznik krzywkowy serii 7GN, przełącznik zmiany kierunku obrotów silnika 1 fazowego, z powrotem do pozycji 0, 32A, do montażu tablicowego, z żółto/czerwonym pokrętłem blokowanym w pozycji 0, osłonami zacisków i tabliczką 65x65mm | http://datasheet.lovatoelectric.com/Rotary_cam_switches/POL/7GN3226U65.pdf | Rotary cam switch 7GN series, 1-phase motor reversing switch with spring return 32A, for front mounting with red/yellow handle padlockable in 0 and protection covers, front plate 65X65mm | http://datasheet.lovatoelectric.com/Rotary_cam_switches/RON/7GN3226U65.pdf
7GN3251O |  |  | Rotary cam switch 7GN series, changeover switch 1 pole 32A, for rear mounting with black handle, front plate 65X65mm | http://datasheet.lovatoelectric.com/Rotary_cam_switches/ENG/7GN3251O.pdf | Commutatore a camme serie 7GN, commutatore 1 polo da 32A in esecuzione per montaggio a fondo quadro con maniglia nera, mostrina 65X65mm | http://datasheet.lovatoelectric.com/Rotary_cam_switches/ITA/7GN3251O.pdf | Łącznik krzywkowy serii 7GN, przełącznik sieci, 1 pole, 32A, do montażu wewnątrz szafy z czarnym pokrętłem i tabliczką 65x65mm | http://datasheet.lovatoelectric.com/Rotary_cam_switches/POL/7GN3251O.pdf | Rotary cam switch 7GN series, changeover switch 1 pole 32A, for rear mounting with black handle, front plate 65X65mm | http://datasheet.lovatoelectric.com/Rotary_cam_switches/RON/7GN3251O.pdf
7GN3251P |  |  | Enclosed rotary cam switch 7GN series, changeover switch 1 pole 32A in plastic enclosure 90X90mm with black handle | http://datasheet.lovatoelectric.com/Rotary_cam_switches/ENG/7GN3251P.pdf | Commutatore a camme serie 7GN, commutatore 1 polo da 32A in cassetta plastica 90X90mm con maniglia nera | http://datasheet.lovatoelectric.com/Rotary_cam_switches/ITA/7GN3251P.pdf | Łącznik krzywkowy serii 7GN, przełącznik sieci, 1 pole, 32A, w obudowie 90x90mm i czarnym pokrętłem | http://datasheet.lovatoelectric.com/Rotary_cam_switches/POL/7GN3251P.pdf | Enclosed rotary cam switch 7GN series, changeover switch 1 pole 32A in plastic enclosure 90X90mm with black handle | http://datasheet.lovatoelectric.com/Rotary_cam_switches/RON/7GN3251P.pdf
7GN3251U |  |  | Rotary cam switch 7GN series, changeover switch 1 pole 32A, for front mounting with black handle, front plate 65X65mm | http://datasheet.lovatoelectric.com/Rotary_cam_switches/ENG/7GN3251U.pdf | Commutatore a camme serie 7GN, commutatore 1 polo da 32A in esecuzione per montaggio frontale con maniglia nera, mostrina 65X65mm | http://datasheet.lovatoelectric.com/Rotary_cam_switches/ITA/7GN3251U.pdf | Łącznik krzywkowy serii 7GN, przełącznik sieci, 1 pole, 32A, do montażu tablicowego, z czarnym pokrętłem i tabliczką 65x65mm | http://datasheet.lovatoelectric.com/Rotary_cam_switches/POL/7GN3251U.pdf | Rotary cam switch 7GN series, changeover switch 1 pole 32A, for front mounting with black handle, front plate 65X65mm | http://datasheet.lovatoelectric.com/Rotary_cam_switches/RON/7GN3251U.pdf
7GN3252O |  |  | Rotary cam switch 7GN series, changeover switch 2 poles 32A, for rear mounting with black handle, front plate 65X65mm | http://datasheet.lovatoelectric.com/Rotary_cam_switches/ENG/7GN3252O.pdf | Commutatore a camme serie 7GN, commutatore 2 poli da 32A in esecuzione per montaggio a fondo quadro con maniglia nera, mostrina 65X65mm | http://datasheet.lovatoelectric.com/Rotary_cam_switches/ITA/7GN3252O.pdf | Łącznik krzywkowy serii 7GN, przełącznik sieci, 2 pola, 32A, do montażu wewnątrz szafy z czarnym pokrętłem i tabliczką 65x65mm | http://datasheet.lovatoelectric.com/Rotary_cam_switches/POL/7GN3252O.pdf | Rotary cam switch 7GN series, changeover switch 2 poles 32A, for rear mounting with black handle, front plate 65X65mm | http://datasheet.lovatoelectric.com/Rotary_cam_switches/RON/7GN3252O.pdf
7GN3252P |  |  | Enclosed rotary cam switch 7GN series, changeover switch 2 poles 32A in plastic enclosure 90X90mm with black handle | http://datasheet.lovatoelectric.com/Rotary_cam_switches/ENG/7GN3252P.pdf | Commutatore a camme serie 7GN, commutatore 2 poli da 32A in cassetta plastica 90X90mm con maniglia nera | http://datasheet.lovatoelectric.com/Rotary_cam_switches/ITA/7GN3252P.pdf | Łącznik krzywkowy serii 7GN, przełącznik sieci, 2 pola, 32A, w obudowie 90x90mm i czarnym pokrętłem | http://datasheet.lovatoelectric.com/Rotary_cam_switches/POL/7GN3252P.pdf | Enclosed rotary cam switch 7GN series, changeover switch 2 poles 32A in plastic enclosure 90X90mm with black handle | http://datasheet.lovatoelectric.com/Rotary_cam_switches/RON/7GN3252P.pdf
7GN3252U | 7GN3252U.JPG | http://datasheet.lovatoelectric.com/Rotary_cam_switches/products_images/7GN3252U.JPG | Rotary cam switch 7GN series, changeover switch 2 poles 32A, for front mounting with black handle, front plate 65X65mm | http://datasheet.lovatoelectric.com/Rotary_cam_switches/ENG/7GN3252U.pdf | Commutatore a camme serie 7GN, commutatore 2 poli da 32A in esecuzione per montaggio frontale con maniglia nera, mostrina 65X65mm | http://datasheet.lovatoelectric.com/Rotary_cam_switches/ITA/7GN3252U.pdf | Łącznik krzywkowy serii 7GN, przełącznik sieci, 2 pola, 32A, do montażu tablicowego, z czarnym pokrętłem i tabliczką 65x65mm | http://datasheet.lovatoelectric.com/Rotary_cam_switches/POL/7GN3252U.pdf | Rotary cam switch 7GN series, changeover switch 2 poles 32A, for front mounting with black handle, front plate 65X65mm | http://datasheet.lovatoelectric.com/Rotary_cam_switches/RON/7GN3252U.pdf
7GN3253O |  |  | Rotary cam switch 7GN series, changeover switch 3 poles 32A, for rear mounting with black handle, front plate 65X65mm | http://datasheet.lovatoelectric.com/Rotary_cam_switches/ENG/7GN3253O.pdf | Commutatore a camme serie 7GN, commutatore 3 poli da 32A in esecuzione per montaggio a fondo quadro con maniglia nera, mostrina 65X65mm | http://datasheet.lovatoelectric.com/Rotary_cam_switches/ITA/7GN3253O.pdf | Łącznik krzywkowy serii 7GN, przełącznik sieci, 3 pola, 32A, do montażu wewnątrz szafy z czarnym pokrętłem i tabliczką 65x65mm | http://datasheet.lovatoelectric.com/Rotary_cam_switches/POL/7GN3253O.pdf | Rotary cam switch 7GN series, changeover switch 3 poles 32A, for rear mounting with black handle, front plate 65X65mm | http://datasheet.lovatoelectric.com/Rotary_cam_switches/RON/7GN3253O.pdf
7GN3253O98 |  |  |  | http://datasheet.lovatoelectric.com/Rotary_cam_switches/ENG/7GN3253O98.pdf |  | http://datasheet.lovatoelectric.com/Rotary_cam_switches/ITA/7GN3253O98.pdf |  | http://datasheet.lovatoelectric.com/Rotary_cam_switches/POL/7GN3253O98.pdf |  | http://datasheet.lovatoelectric.com/Rotary_cam_switches/RON/7GN3253O98.pdf
7GN3253P |  |  | Enclosed rotary cam switch 7GN series, changeover switch 3 poles 32A in plastic enclosure 90X90mm with black handle | http://datasheet.lovatoelectric.com/Rotary_cam_switches/ENG/7GN3253P.pdf | Commutatore a camme serie 7GN, commutatore 3 poli da 32A in cassetta plastica 90X90mm con maniglia nera | http://datasheet.lovatoelectric.com/Rotary_cam_switches/ITA/7GN3253P.pdf | Łącznik krzywkowy serii 7GN, przełącznik sieci, 3 pola, 32A, w obudowie 90x90mm i czarnym pokrętłem | http://datasheet.lovatoelectric.com/Rotary_cam_switches/POL/7GN3253P.pdf | Enclosed rotary cam switch 7GN series, changeover switch 3 poles 32A in plastic enclosure 90X90mm with black handle | http://datasheet.lovatoelectric.com/Rotary_cam_switches/RON/7GN3253P.pdf
7GN3253P25 |  |  |  | http://datasheet.lovatoelectric.com/Rotary_cam_switches/ENG/7GN3253P25.pdf |  | http://datasheet.lovatoelectric.com/Rotary_cam_switches/ITA/7GN3253P25.pdf |  | http://datasheet.lovatoelectric.com/Rotary_cam_switches/POL/7GN3253P25.pdf |  | http://datasheet.lovatoelectric.com/Rotary_cam_switches/RON/7GN3253P25.pdf
7GN3253U | 7GN3253U.jpg | http://datasheet.lovatoelectric.com/Rotary_cam_switches/products_images/7GN3253U.jpg | Rotary cam switch 7GN series, changeover switch 3 poles 32A, for front mounting with black handle, front plate 65X65mm | http://datasheet.lovatoelectric.com/Rotary_cam_switches/ENG/7GN3253U.pdf | Commutatore a camme serie 7GN, commutatore 3 poli da 32A in esecuzione per montaggio frontale con maniglia nera, mostrina 65X65mm | http://datasheet.lovatoelectric.com/Rotary_cam_switches/ITA/7GN3253U.pdf | Łącznik krzywkowy serii 7GN, przełącznik sieci, 3 pola, 32A, do montażu tablicowego, z czarnym pokrętłem i tabliczką 65x65mm | http://datasheet.lovatoelectric.com/Rotary_cam_switches/POL/7GN3253U.pdf | Rotary cam switch 7GN series, changeover switch 3 poles 32A, for front mounting with black handle, front plate 65X65mm | http://datasheet.lovatoelectric.com/Rotary_cam_switches/RON/7GN3253U.pdf
7GN3253U65 |  |  |  | http://datasheet.lovatoelectric.com/Rotary_cam_switches/ENG/7GN3253U65.pdf |  | http://datasheet.lovatoelectric.com/Rotary_cam_switches/ITA/7GN3253U65.pdf |  | http://datasheet.lovatoelectric.com/Rotary_cam_switches/POL/7GN3253U65.pdf |  | http://datasheet.lovatoelectric.com/Rotary_cam_switches/RON/7GN3253U65.pdf
7GN3254O |  |  | Rotary cam switch 7GN series, changeover switch without 0, 1 pole 32A, for rear mounting with black handle, front plate 65X65mm | http://datasheet.lovatoelectric.com/Rotary_cam_switches/ENG/7GN3254O.pdf | Commutatore a camme serie 7GN, deviatore 1 polo da 32A in esecuzione per montaggio a fondo quadro con maniglia nera, mostrina 65X65mm | http://datasheet.lovatoelectric.com/Rotary_cam_switches/ITA/7GN3254O.pdf | Łącznik krzywkowy serii 7GN, przełącznik sieci bez 0, 1 pole, 32A, do montażu wewnątrz szafy z czarnym pokrętłem i tabliczką 65x65mm | http://datasheet.lovatoelectric.com/Rotary_cam_switches/POL/7GN3254O.pdf | Rotary cam switch 7GN series, changeover switch without 0, 1 pole 32A, for rear mounting with black handle, front plate 65X65mm | http://datasheet.lovatoelectric.com/Rotary_cam_switches/RON/7GN3254O.pdf
7GN3254P |  |  | Enclosed rotary cam switch 7GN series, changeover switch without 0, 1 pole 32A in plastic enclosure 90X90mm with black handle | http://datasheet.lovatoelectric.com/Rotary_cam_switches/ENG/7GN3254P.pdf | Commutatore a camme serie 7GN, deviatore 1 polo da 32A in cassetta plastica 90X90mm con maniglia nera | http://datasheet.lovatoelectric.com/Rotary_cam_switches/ITA/7GN3254P.pdf | Łącznik krzywkowy serii 7GN, przełącznik sieci bez 0, 1 pole, 32A, w obudowie 90x90mm i czarnym pokrętłem | http://datasheet.lovatoelectric.com/Rotary_cam_switches/POL/7GN3254P.pdf | Enclosed rotary cam switch 7GN series, changeover switch without 0, 1 pole 32A in plastic enclosure 90X90mm with black handle | http://datasheet.lovatoelectric.com/Rotary_cam_switches/RON/7GN3254P.pdf
7GN3254U |  |  | Rotary cam switch 7GN series, changeover switch without 0, 1 pole 32A, for front mounting with black handle, front plate 65X65mm | http://datasheet.lovatoelectric.com/Rotary_cam_switches/ENG/7GN3254U.pdf | Commutatore a camme serie 7GN, deviatore 1 polo da 32A in esecuzione per montaggio frontale con maniglia nera, mostrina 65X65mm | http://datasheet.lovatoelectric.com/Rotary_cam_switches/ITA/7GN3254U.pdf | Łącznik krzywkowy serii 7GN, przełącznik sieci bez 0, 1 pole, 32A, do montażu tablicowego, z czarnym pokrętłem i tabliczką 65x65mm | http://datasheet.lovatoelectric.com/Rotary_cam_switches/POL/7GN3254U.pdf | Rotary cam switch 7GN series, changeover switch without 0, 1 pole 32A, for front mounting with black handle, front plate 65X65mm | http://datasheet.lovatoelectric.com/Rotary_cam_switches/RON/7GN3254U.pdf
7GN3255O |  |  | Rotary cam switch 7GN series, changeover switch without 0, 2 poles 32A, for rear mounting with black handle, front plate 65X65mm | http://datasheet.lovatoelectric.com/Rotary_cam_switches/ENG/7GN3255O.pdf | Commutatore a camme serie 7GN, deviatore 2 poli da 32A in esecuzione per montaggio a fondo quadro con maniglia nera, mostrina 65X65mm | http://datasheet.lovatoelectric.com/Rotary_cam_switches/ITA/7GN3255O.pdf | Łącznik krzywkowy serii 7GN, przełącznik sieci bez 0, 2 pola, 32A, do montażu wewnątrz szafy z czarnym pokrętłem i tabliczką 65x65mm | http://datasheet.lovatoelectric.com/Rotary_cam_switches/POL/7GN3255O.pdf | Rotary cam switch 7GN series, changeover switch without 0, 2 poles 32A, for rear mounting with black handle, front plate 65X65mm | http://datasheet.lovatoelectric.com/Rotary_cam_switches/RON/7GN3255O.pdf
7GN3255P |  |  | Enclosed rotary cam switch 7GN series, changeover switch without 0, 2 poles 32A in plastic enclosure 90X90mm with black handle | http://datasheet.lovatoelectric.com/Rotary_cam_switches/ENG/7GN3255P.pdf | Commutatore a camme serie 7GN, deviatore 2 poli da 32A in cassetta plastica 90X90mm con maniglia nera | http://datasheet.lovatoelectric.com/Rotary_cam_switches/ITA/7GN3255P.pdf | Łącznik krzywkowy serii 7GN, przełącznik sieci bez 0, 2 pola, 32A, w obudowie 90x90mm i czarnym pokrętłem | http://datasheet.lovatoelectric.com/Rotary_cam_switches/POL/7GN3255P.pdf | Enclosed rotary cam switch 7GN series, changeover switch without 0, 2 poles 32A in plastic enclosure 90X90mm with black handle | http://datasheet.lovatoelectric.com/Rotary_cam_switches/RON/7GN3255P.pdf
7GN3255U |  |  | Rotary cam switch 7GN series, changeover switch without 0, 2 poles 32A, for front mounting with black handle, front plate 65X65mm | http://datasheet.lovatoelectric.com/Rotary_cam_switches/ENG/7GN3255U.pdf | Commutatore a camme serie 7GN, deviatore 2 poli da 32A in esecuzione per montaggio frontale con maniglia nera, mostrina 65X65mm | http://datasheet.lovatoelectric.com/Rotary_cam_switches/ITA/7GN3255U.pdf | Łącznik krzywkowy serii 7GN, przełącznik sieci bez 0, 2 pola, 32A, do montażu tablicowego, z czarnym pokrętłem i tabliczką 65x65mm | http://datasheet.lovatoelectric.com/Rotary_cam_switches/POL/7GN3255U.pdf | Rotary cam switch 7GN series, changeover switch without 0, 2 poles 32A, for front mounting with black handle, front plate 65X65mm | http://datasheet.lovatoelectric.com/Rotary_cam_switches/RON/7GN3255U.pdf
7GN3256O |  |  | Rotary cam switch 7GN series, changeover switch without 0, 3 poles 32A, for rear mounting with black handle, front plate 65X65mm | http://datasheet.lovatoelectric.com/Rotary_cam_switches/ENG/7GN3256O.pdf | Commutatore a camme serie 7GN, deviatore 3 poli da 32A in esecuzione per montaggio a fondo quadro con maniglia nera, mostrina 65X65mm | http://datasheet.lovatoelectric.com/Rotary_cam_switches/ITA/7GN3256O.pdf | Łącznik krzywkowy serii 7GN, przełącznik sieci bez 0, 3 pola, 32A, do montażu wewnątrz szafy z czarnym pokrętłem i tabliczką 65x65mm | http://datasheet.lovatoelectric.com/Rotary_cam_switches/POL/7GN3256O.pdf | Rotary cam switch 7GN series, changeover switch without 0, 3 poles 32A, for rear mounting with black handle, front plate 65X65mm | http://datasheet.lovatoelectric.com/Rotary_cam_switches/RON/7GN3256O.pdf
7GN3256P |  |  | Enclosed rotary cam switch 7GN series, changeover switch without 0, 3 poles 32A in plastic enclosure 90X90mm with black handle | http://datasheet.lovatoelectric.com/Rotary_cam_switches/ENG/7GN3256P.pdf | Commutatore a camme serie 7GN, deviatore 3 poli da 32A in cassetta plastica 90X90mm con maniglia nera | http://datasheet.lovatoelectric.com/Rotary_cam_switches/ITA/7GN3256P.pdf | Łącznik krzywkowy serii 7GN, przełącznik sieci bez 0, 3 pola, 32A, w obudowie 90x90mm i czarnym pokrętłem | http://datasheet.lovatoelectric.com/Rotary_cam_switches/POL/7GN3256P.pdf | Enclosed rotary cam switch 7GN series, changeover switch without 0, 3 poles 32A in plastic enclosure 90X90mm with black handle | http://datasheet.lovatoelectric.com/Rotary_cam_switches/RON/7GN3256P.pdf
7GN3256U |  |  | Rotary cam switch 7GN series, changeover switch without 0, 3 poles 32A, for front mounting with black handle, front plate 65X65mm | http://datasheet.lovatoelectric.com/Rotary_cam_switches/ENG/7GN3256U.pdf | Commutatore a camme serie 7GN, deviatore 3 poli da 32A in esecuzione per montaggio frontale con maniglia nera, mostrina 65X65mm | http://datasheet.lovatoelectric.com/Rotary_cam_switches/ITA/7GN3256U.pdf | Łącznik krzywkowy serii 7GN, przełącznik sieci bez 0, 3 pola, 32A, do montażu tablicowego, z czarnym pokrętłem i tabliczką 65x65mm | http://datasheet.lovatoelectric.com/Rotary_cam_switches/POL/7GN3256U.pdf | Rotary cam switch 7GN series, changeover switch without 0, 3 poles 32A, for front mounting with black handle, front plate 65X65mm | http://datasheet.lovatoelectric.com/Rotary_cam_switches/RON/7GN3256U.pdf
7GN3266O |  |  | Rotary cam switch 7GN series, voltmeter switch for phase-neutral and phase-phase voltages 32A, for rear mounting with black handle, front plate 65X65mm | http://datasheet.lovatoelectric.com/Rotary_cam_switches/ENG/7GN3266O.pdf | Commutatore a camme serie 7GN, commutatore voltmetrico per tensioni di fase e concatenate da 32A in esecuzione per montaggio a fondo quadro con maniglia nera, mostrina 65X65mm | http://datasheet.lovatoelectric.com/Rotary_cam_switches/ITA/7GN3266O.pdf | Łącznik krzywkowy serii 7GN, przełącznik woltomierzy, napięcia fazowe i międzyfazowe, 32A, do montażu wewnątrz szafy z czarnym pokrętłem i tabliczką 65x65mm | http://datasheet.lovatoelectric.com/Rotary_cam_switches/POL/7GN3266O.pdf | Rotary cam switch 7GN series, voltmeter switch for phase-neutral and phase-phase voltages 32A, for rear mounting with black handle, front plate 65X65mm | http://datasheet.lovatoelectric.com/Rotary_cam_switches/RON/7GN3266O.pdf
7GN3266U |  |  | Rotary cam switch 7GN series, voltmeter switch for phase-neutral and phase-phase voltages 32A, for front mounting with black handle, front plate 65X65mm | http://datasheet.lovatoelectric.com/Rotary_cam_switches/ENG/7GN3266U.pdf | Commutatore a camme serie 7GN, commutatore voltmetrico per tensioni di fase e concatenate da 32A in esecuzione per montaggio frontale con maniglia nera, mostrina 65X65mm | http://datasheet.lovatoelectric.com/Rotary_cam_switches/ITA/7GN3266U.pdf | Łącznik krzywkowy serii 7GN, przełącznik woltomierzy, napięcia fazowe i międzyfazowe, 32A, do montażu tablicowego, z czarnym pokrętłem i tabliczką 65x65mm | http://datasheet.lovatoelectric.com/Rotary_cam_switches/POL/7GN3266U.pdf | Rotary cam switch 7GN series, voltmeter switch for phase-neutral and phase-phase voltages 32A, for front mounting with black handle, front plate 65X65mm | http://datasheet.lovatoelectric.com/Rotary_cam_switches/RON/7GN3266U.pdf
7GN3267O |  |  | Rotary cam switch 7GN series, voltmeter switch for phase-phase voltages 32A, for rear mounting with black handle, front plate 65X65mm | http://datasheet.lovatoelectric.com/Rotary_cam_switches/ENG/7GN3267O.pdf | Commutatore a camme serie 7GN, commutatore voltmetrico per tensioni concatenate da 32A in esecuzione per montaggio a fondo quadro con maniglia nera, mostrina 65X65mm | http://datasheet.lovatoelectric.com/Rotary_cam_switches/ITA/7GN3267O.pdf | Łącznik krzywkowy serii 7GN, przełącznik woltomierzy, napięcia międzyfazowe, 32A, do montażu wewnątrz szafy z czarnym pokrętłem i tabliczką 65x65mm | http://datasheet.lovatoelectric.com/Rotary_cam_switches/POL/7GN3267O.pdf | Rotary cam switch 7GN series, voltmeter switch for phase-phase voltages 32A, for rear mounting with black handle, front plate 65X65mm | http://datasheet.lovatoelectric.com/Rotary_cam_switches/RON/7GN3267O.pdf
7GN3267U |  |  | Rotary cam switch 7GN series, voltmeter switch for phase-phase voltages 32A, for front mounting with black handle, front plate 65X65mm | http://datasheet.lovatoelectric.com/Rotary_cam_switches/ENG/7GN3267U.pdf | Commutatore a camme serie 7GN, commutatore voltmetrico per tensioni concatenate da 32A in esecuzione per montaggio frontale con maniglia nera, mostrina 65X65mm | http://datasheet.lovatoelectric.com/Rotary_cam_switches/ITA/7GN3267U.pdf | Łącznik krzywkowy serii 7GN, przełącznik woltomierzy, napięcia międzyfazowe, 32A, do montażu tablicowego, z czarnym pokrętłem i tabliczką 65x65mm | http://datasheet.lovatoelectric.com/Rotary_cam_switches/POL/7GN3267U.pdf | Rotary cam switch 7GN series, voltmeter switch for phase-phase voltages 32A, for front mounting with black handle, front plate 65X65mm | http://datasheet.lovatoelectric.com/Rotary_cam_switches/RON/7GN3267U.pdf
7GN3268O |  |  | Rotary cam switch 7GN series, voltmeter switch for phase-neutral voltages 32A, for rear mounting with black handle, front plate 65X65mm | http://datasheet.lovatoelectric.com/Rotary_cam_switches/ENG/7GN3268O.pdf | Commutatore a camme serie 7GN, commutatore voltmetrico per tensioni di fase da 32A in esecuzione per montaggio a fondo quadro con maniglia nera, mostrina 65X65mm | http://datasheet.lovatoelectric.com/Rotary_cam_switches/ITA/7GN3268O.pdf | Łącznik krzywkowy serii 7GN, przełącznik woltomierzy, napięcia fazowe, 32A, do montażu wewnątrz szafy z czarnym pokrętłem i tabliczką 65x65mm | http://datasheet.lovatoelectric.com/Rotary_cam_switches/POL/7GN3268O.pdf | Rotary cam switch 7GN series, voltmeter switch for phase-neutral voltages 32A, for rear mounting with black handle, front plate 65X65mm | http://datasheet.lovatoelectric.com/Rotary_cam_switches/RON/7GN3268O.pdf
7GN3268U |  |  | Rotary cam switch 7GN series, voltmeter switch for phase-neutral voltages 32A, for front mounting with black handle, front plate 65X65mm | http://datasheet.lovatoelectric.com/Rotary_cam_switches/ENG/7GN3268U.pdf | Commutatore a camme serie 7GN, commutatore voltmetrico per tensioni cdi fase da 32A in esecuzione per montaggio frontale con maniglia nera, mostrina 65X65mm | http://datasheet.lovatoelectric.com/Rotary_cam_switches/ITA/7GN3268U.pdf | Łącznik krzywkowy serii 7GN, przełącznik woltomierzy, napięcia fazowe, 32A, do montażu tablicowego, z czarnym pokrętłem i tabliczką 65x65mm | http://datasheet.lovatoelectric.com/Rotary_cam_switches/POL/7GN3268U.pdf | Rotary cam switch 7GN series, voltmeter switch for phase-neutral voltages 32A, for front mounting with black handle, front plate 65X65mm | http://datasheet.lovatoelectric.com/Rotary_cam_switches/RON/7GN3268U.pdf
7GN3269O |  |  | Rotary cam switch 7GN series, changeover switch without 0, 4 poles 32A, for rear mounting with black handle, front plate 65X65mm | http://datasheet.lovatoelectric.com/Rotary_cam_switches/ENG/7GN3269O.pdf | Commutatore a camme serie 7GN, deviatore 4 poli da 32A in esecuzione per montaggio a fondo quadro con maniglia nera, mostrina 65X65mm | http://datasheet.lovatoelectric.com/Rotary_cam_switches/ITA/7GN3269O.pdf | Łącznik krzywkowy serii 7GN, przełącznik sieci bez 0, 4 pola, 32A, do montażu wewnątrz szafy z czarnym pokrętłem i tabliczką 65x65mm | http://datasheet.lovatoelectric.com/Rotary_cam_switches/POL/7GN3269O.pdf | Rotary cam switch 7GN series, changeover switch without 0, 4 poles 32A, for rear mounting with black handle, front plate 65X65mm | http://datasheet.lovatoelectric.com/Rotary_cam_switches/RON/7GN3269O.pdf
7GN3269P |  |  | Enclosed rotary cam switch 7GN series, changeover switch without 0, 4 poles 32A in plastic enclosure 90X90mm with black handle | http://datasheet.lovatoelectric.com/Rotary_cam_switches/ENG/7GN3269P.pdf | Commutatore a camme serie 7GN, deviatore 4 poli da 32A in cassetta plastica 90X90mm con maniglia nera | http://datasheet.lovatoelectric.com/Rotary_cam_switches/ITA/7GN3269P.pdf | Łącznik krzywkowy serii 7GN, przełącznik sieci bez 0, 4 pola, 32A, w obudowie 90x90mm i czarnym pokrętłem | http://datasheet.lovatoelectric.com/Rotary_cam_switches/POL/7GN3269P.pdf | Enclosed rotary cam switch 7GN series, changeover switch without 0, 4 poles 32A in plastic enclosure 90X90mm with black handle | http://datasheet.lovatoelectric.com/Rotary_cam_switches/RON/7GN3269P.pdf
7GN3269U |  |  | Rotary cam switch 7GN series, changeover switch without 0, 4 poles 32A, for front mounting with black handle, front plate 65X65mm | http://datasheet.lovatoelectric.com/Rotary_cam_switches/ENG/7GN3269U.pdf | Commutatore a camme serie 7GN, deviatore 4 poli da 32A in esecuzione per montaggio frontale con maniglia nera, mostrina 65X65mm | http://datasheet.lovatoelectric.com/Rotary_cam_switches/ITA/7GN3269U.pdf | Łącznik krzywkowy serii 7GN, przełącznik sieci bez 0, 4 pola, 32A, do montażu tablicowego, z czarnym pokrętłem i tabliczką 65x65mm | http://datasheet.lovatoelectric.com/Rotary_cam_switches/POL/7GN3269U.pdf | Rotary cam switch 7GN series, changeover switch without 0, 4 poles 32A, for front mounting with black handle, front plate 65X65mm | http://datasheet.lovatoelectric.com/Rotary_cam_switches/RON/7GN3269U.pdf
7GN3275O |  |  | Rotary cam switch 7GN series, changeover switch 4 poles 32A, for rear mounting with black handle, front plate 65X65mm | http://datasheet.lovatoelectric.com/Rotary_cam_switches/ENG/7GN3275O.pdf | Commutatore a camme serie 7GN, commutatore 4 poli da 32A in esecuzione per montaggio a fondo quadro con maniglia nera, mostrina 65X65mm | http://datasheet.lovatoelectric.com/Rotary_cam_switches/ITA/7GN3275O.pdf | Łącznik krzywkowy serii 7GN, przełącznik sieci, 4 pola, 32A, do montażu wewnątrz szafy z czarnym pokrętłem i tabliczką 65x65mm | http://datasheet.lovatoelectric.com/Rotary_cam_switches/POL/7GN3275O.pdf | Rotary cam switch 7GN series, changeover switch 4 poles 32A, for rear mounting with black handle, front plate 65X65mm | http://datasheet.lovatoelectric.com/Rotary_cam_switches/RON/7GN3275O.pdf
7GN3275P | 7GN3275P.jpg | http://datasheet.lovatoelectric.com/Rotary_cam_switches/products_images/7GN3275P.jpg | Enclosed rotary cam switch 7GN series, changeover switch 4 poles 32A in plastic enclosure 90X90mm with black handle | http://datasheet.lovatoelectric.com/Rotary_cam_switches/ENG/7GN3275P.pdf | Commutatore a camme serie 7GN, commutatore 4 poli da 32A in cassetta plastica 90X90mm con maniglia nera | http://datasheet.lovatoelectric.com/Rotary_cam_switches/ITA/7GN3275P.pdf | Łącznik krzywkowy serii 7GN, przełącznik sieci, 4 pola, 32A, w obudowie 90x90mm i czarnym pokrętłem | http://datasheet.lovatoelectric.com/Rotary_cam_switches/POL/7GN3275P.pdf | Enclosed rotary cam switch 7GN series, changeover switch 4 poles 32A in plastic enclosure 90X90mm with black handle | http://datasheet.lovatoelectric.com/Rotary_cam_switches/RON/7GN3275P.pdf
7GN3275U | 7GN3275U.jpg | http://datasheet.lovatoelectric.com/Rotary_cam_switches/products_images/7GN3275U.jpg | Rotary cam switch 7GN series, changeover switch 4 poles 32A, for front mounting with black handle, front plate 65X65mm | http://datasheet.lovatoelectric.com/Rotary_cam_switches/ENG/7GN3275U.pdf | Commutatore a camme serie 7GN, commutatore 4 poli da 32A in esecuzione per montaggio frontale con maniglia nera, mostrina 65X65mm | http://datasheet.lovatoelectric.com/Rotary_cam_switches/ITA/7GN3275U.pdf | Łącznik krzywkowy serii 7GN, przełącznik sieci, 4 pola, 32A, do montażu tablicowego, z czarnym pokrętłem i tabliczką 65x65mm | http://datasheet.lovatoelectric.com/Rotary_cam_switches/POL/7GN3275U.pdf | Rotary cam switch 7GN series, changeover switch 4 poles 32A, for front mounting with black handle, front plate 65X65mm | http://datasheet.lovatoelectric.com/Rotary_cam_switches/RON/7GN3275U.pdf
7GN3282O |  |  | Rotary cam switch 7GN series, multi-step 1-2-3, 1 pole 32A, for rear mounting with black handle, front plate 65X65mm | http://datasheet.lovatoelectric.com/Rotary_cam_switches/ENG/7GN3282O.pdf | Commutatore a camme serie 7GN, multivia 1-2-3 1 polo da 32A in esecuzione per montaggio a fondo quadro con maniglia nera, mostrina 65X65mm | http://datasheet.lovatoelectric.com/Rotary_cam_switches/ITA/7GN3282O.pdf | Łącznik krzywkowy serii 7GN, wielopozycyjny 1-2-3, 1 pole, 32A, do montażu wewnątrz szafy z czarnym pokrętłem i tabliczką 65x65mm | http://datasheet.lovatoelectric.com/Rotary_cam_switches/POL/7GN3282O.pdf | Rotary cam switch 7GN series, multi-step 1-2-3, 1 pole 32A, for rear mounting with black handle, front plate 65X65mm | http://datasheet.lovatoelectric.com/Rotary_cam_switches/RON/7GN3282O.pdf
7GN3282P |  |  | Enclosed rotary cam switch 7GN series, multi-step 1-2-3, 1 pole 32A in plastic enclosure 90X90mm with black handle | http://datasheet.lovatoelectric.com/Rotary_cam_switches/ENG/7GN3282P.pdf | Commutatore a camme serie 7GN, multivia 1-2-3 1 polo da 32A in cassetta plastica 90X90mm con maniglia nera | http://datasheet.lovatoelectric.com/Rotary_cam_switches/ITA/7GN3282P.pdf | Łącznik krzywkowy serii 7GN, wielopozycyjny 1-2-3, 1 pole, 32A, w obudowie 90x90mm i czarnym pokrętłem | http://datasheet.lovatoelectric.com/Rotary_cam_switches/POL/7GN3282P.pdf | Enclosed rotary cam switch 7GN series, multi-step 1-2-3, 1 pole 32A in plastic enclosure 90X90mm with black handle | http://datasheet.lovatoelectric.com/Rotary_cam_switches/RON/7GN3282P.pdf
7GN3282U |  |  | Rotary cam switch 7GN series, multi-step 1-2-3, 1 pole 32A, for front mounting with black handle, front plate 65X65mm | http://datasheet.lovatoelectric.com/Rotary_cam_switches/ENG/7GN3282U.pdf | Commutatore a camme serie 7GN, multivia 1-2-3 1 polo da 32A in esecuzione per montaggio frontale con maniglia nera, mostrina 65X65mm | http://datasheet.lovatoelectric.com/Rotary_cam_switches/ITA/7GN3282U.pdf | Łącznik krzywkowy serii 7GN, wielopozycyjny 1-2-3, 1 pole, 32A, do montażu tablicowego, z czarnym pokrętłem i tabliczką 65x65mm | http://datasheet.lovatoelectric.com/Rotary_cam_switches/POL/7GN3282U.pdf | Rotary cam switch 7GN series, multi-step 1-2-3, 1 pole 32A, for front mounting with black handle, front plate 65X65mm | http://datasheet.lovatoelectric.com/Rotary_cam_switches/RON/7GN3282U.pdf
7GN3283O |  |  | Rotary cam switch 7GN series, multi-step 1-2-3-4, 1 pole 32A, for rear mounting with black handle, front plate 65X65mm | http://datasheet.lovatoelectric.com/Rotary_cam_switches/ENG/7GN3283O.pdf | Commutatore a camme serie 7GN, multivia 1-2-3-4 1 polo da 32A in esecuzione per montaggio a fondo quadro con maniglia nera, mostrina 65X65mm | http://datasheet.lovatoelectric.com/Rotary_cam_switches/ITA/7GN3283O.pdf | Łącznik krzywkowy serii 7GN, wielopozycyjny 1-2-3-4, 1 pole, 32A, do montażu wewnątrz szafy z czarnym pokrętłem i tabliczką 65x65mm | http://datasheet.lovatoelectric.com/Rotary_cam_switches/POL/7GN3283O.pdf | Rotary cam switch 7GN series, multi-step 1-2-3-4, 1 pole 32A, for rear mounting with black handle, front plate 65X65mm | http://datasheet.lovatoelectric.com/Rotary_cam_switches/RON/7GN3283O.pdf
7GN3283P |  |  | Enclosed rotary cam switch 7GN series, multi-step 1-2-3-4, 1 pole 32A in plastic enclosure 90X90mm with black handle | http://datasheet.lovatoelectric.com/Rotary_cam_switches/ENG/7GN3283P.pdf | Commutatore a camme serie 7GN, multivia 1-2-3-4 1 polo da 32A in cassetta plastica 90X90mm con maniglia nera | http://datasheet.lovatoelectric.com/Rotary_cam_switches/ITA/7GN3283P.pdf | Łącznik krzywkowy serii 7GN, wielopozycyjny 1-2-3-4, 1 pole, 32A, w obudowie 90x90mm i czarnym pokrętłem | http://datasheet.lovatoelectric.com/Rotary_cam_switches/POL/7GN3283P.pdf | Enclosed rotary cam switch 7GN series, multi-step 1-2-3-4, 1 pole 32A in plastic enclosure 90X90mm with black handle | http://datasheet.lovatoelectric.com/Rotary_cam_switches/RON/7GN3283P.pdf
7GN3283U |  |  | Rotary cam switch 7GN series, multi-step 1-2-3-4, 1 pole 32A, for front mounting with black handle, front plate 65X65mm | http://datasheet.lovatoelectric.com/Rotary_cam_switches/ENG/7GN3283U.pdf | Commutatore a camme serie 7GN, multivia 1-2-3-4 1 polo da 32A in esecuzione per montaggio frontale con maniglia nera, mostrina 65X65mm | http://datasheet.lovatoelectric.com/Rotary_cam_switches/ITA/7GN3283U.pdf | Łącznik krzywkowy serii 7GN, wielopozycyjny 1-2-3-4, 1 pole, 32A, do montażu tablicowego, z czarnym pokrętłem i tabliczką 65x65mm | http://datasheet.lovatoelectric.com/Rotary_cam_switches/POL/7GN3283U.pdf | Rotary cam switch 7GN series, multi-step 1-2-3-4, 1 pole 32A, for front mounting with black handle, front plate 65X65mm | http://datasheet.lovatoelectric.com/Rotary_cam_switches/RON/7GN3283U.pdf
7GN3284O |  |  | Rotary cam switch 7GN series, multi-step 1-2-3-4-5, 1 pole 32A, for rear mounting with black handle, front plate 65X65mm | http://datasheet.lovatoelectric.com/Rotary_cam_switches/ENG/7GN3284O.pdf | Commutatore a camme serie 7GN, multivia 1-2-3-4-5 1 polo da 32A in esecuzione per montaggio a fondo quadro con maniglia nera, mostrina 65X65mm | http://datasheet.lovatoelectric.com/Rotary_cam_switches/ITA/7GN3284O.pdf | Łącznik krzywkowy serii 7GN, wielopozycyjny 1-2-3-4-5, 1 pole, 32A, do montażu wewnątrz szafy z czarnym pokrętłem i tabliczką 65x65mm | http://datasheet.lovatoelectric.com/Rotary_cam_switches/POL/7GN3284O.pdf | Rotary cam switch 7GN series, multi-step 1-2-3-4-5, 1 pole 32A, for rear mounting with black handle, front plate 65X65mm | http://datasheet.lovatoelectric.com/Rotary_cam_switches/RON/7GN3284O.pdf
7GN3284P |  |  | Enclosed rotary cam switch 7GN series, multi-step 1-2-3-4-5, 1 pole 32A in plastic enclosure 90X90mm with black handle | http://datasheet.lovatoelectric.com/Rotary_cam_switches/ENG/7GN3284P.pdf | Commutatore a camme serie 7GN, multivia 1-2-3-4-5 1 polo da 32A in cassetta plastica 90X90mm con maniglia nera | http://datasheet.lovatoelectric.com/Rotary_cam_switches/ITA/7GN3284P.pdf | Łącznik krzywkowy serii 7GN, wielopozycyjny 1-2-3-4-5, 1 pole, 32A, w obudowie 90x90mm i czarnym pokrętłem | http://datasheet.lovatoelectric.com/Rotary_cam_switches/POL/7GN3284P.pdf | Enclosed rotary cam switch 7GN series, multi-step 1-2-3-4-5, 1 pole 32A in plastic enclosure 90X90mm with black handle | http://datasheet.lovatoelectric.com/Rotary_cam_switches/RON/7GN3284P.pdf
7GN3284U |  |  | Rotary cam switch 7GN series, multi-step 1-2-3-4-5, 1 pole 32A, for front mounting with black handle, front plate 65X65mm | http://datasheet.lovatoelectric.com/Rotary_cam_switches/ENG/7GN3284U.pdf | Commutatore a camme serie 7GN, multivia 1-2-3-4-5 1 polo da 32A in esecuzione per montaggio frontale con maniglia nera, mostrina 65X65mm | http://datasheet.lovatoelectric.com/Rotary_cam_switches/ITA/7GN3284U.pdf | Łącznik krzywkowy serii 7GN, wielopozycyjny 1-2-3-4-5, 1 pole, 32A, do montażu tablicowego, z czarnym pokrętłem i tabliczką 65x65mm | http://datasheet.lovatoelectric.com/Rotary_cam_switches/POL/7GN3284U.pdf | Rotary cam switch 7GN series, multi-step 1-2-3-4-5, 1 pole 32A, for front mounting with black handle, front plate 65X65mm | http://datasheet.lovatoelectric.com/Rotary_cam_switches/RON/7GN3284U.pdf
7GN3285O |  |  | Rotary cam switch 7GN series, multi-step 1-2-3-4-5-6, 1 pole 32A, for rear mounting with black handle, front plate 65X65mm | http://datasheet.lovatoelectric.com/Rotary_cam_switches/ENG/7GN3285O.pdf | Commutatore a camme serie 7GN, multivia 1-2-3-4-5-6 1 polo da 32A in esecuzione per montaggio a fondo quadro con maniglia nera, mostrina 65X65mm | http://datasheet.lovatoelectric.com/Rotary_cam_switches/ITA/7GN3285O.pdf | Łącznik krzywkowy serii 7GN, wielopozycyjny 1-2-3-4-5-6, 1 pole, 32A, do montażu wewnątrz szafy z czarnym pokrętłem i tabliczką 65x65mm | http://datasheet.lovatoelectric.com/Rotary_cam_switches/POL/7GN3285O.pdf | Rotary cam switch 7GN series, multi-step 1-2-3-4-5-6, 1 pole 32A, for rear mounting with black handle, front plate 65X65mm | http://datasheet.lovatoelectric.com/Rotary_cam_switches/RON/7GN3285O.pdf
7GN3285P |  |  | Enclosed rotary cam switch 7GN series, multi-step 1-2-3-4-5-6, 1 pole 32A in plastic enclosure 90X90mm with black handle | http://datasheet.lovatoelectric.com/Rotary_cam_switches/ENG/7GN3285P.pdf | Commutatore a camme serie 7GN, multivia 1-2-3-4-5-6 1 polo da 32A in cassetta plastica 90X90mm con maniglia nera | http://datasheet.lovatoelectric.com/Rotary_cam_switches/ITA/7GN3285P.pdf | Łącznik krzywkowy serii 7GN, wielopozycyjny 1-2-3-4-5-6, 1 pole, 32A, w obudowie 90x90mm i czarnym pokrętłem | http://datasheet.lovatoelectric.com/Rotary_cam_switches/POL/7GN3285P.pdf | Enclosed rotary cam switch 7GN series, multi-step 1-2-3-4-5-6, 1 pole 32A in plastic enclosure 90X90mm with black handle | http://datasheet.lovatoelectric.com/Rotary_cam_switches/RON/7GN3285P.pdf
7GN3285U |  |  | Rotary cam switch 7GN series, multi-step 1-2-3-4-5-6, 1 pole 32A, for front mounting with black handle, front plate 65X65mm | http://datasheet.lovatoelectric.com/Rotary_cam_switches/ENG/7GN3285U.pdf | Commutatore a camme serie 7GN, multivia 1-2-3-4-5-6 1 polo da 32A in esecuzione per montaggio frontale con maniglia nera, mostrina 65X65mm | http://datasheet.lovatoelectric.com/Rotary_cam_switches/ITA/7GN3285U.pdf | Łącznik krzywkowy serii 7GN, wielopozycyjny 1-2-3-4-5-6, 1 pole, 32A, do montażu tablicowego, z czarnym pokrętłem i tabliczką 65x65mm | http://datasheet.lovatoelectric.com/Rotary_cam_switches/POL/7GN3285U.pdf | Rotary cam switch 7GN series, multi-step 1-2-3-4-5-6, 1 pole 32A, for front mounting with black handle, front plate 65X65mm | http://datasheet.lovatoelectric.com/Rotary_cam_switches/RON/7GN3285U.pdf
7GN3286O |  |  | Rotary cam switch 7GN series, multi-step 1-2-3, 2 poles 32A, for rear mounting with black handle, front plate 65X65mm | http://datasheet.lovatoelectric.com/Rotary_cam_switches/ENG/7GN3286O.pdf | Commutatore a camme serie 7GN, multivia 1-2-3 2 poli da 32A in esecuzione per montaggio a fondo quadro con maniglia nera, mostrina 65X65mm | http://datasheet.lovatoelectric.com/Rotary_cam_switches/ITA/7GN3286O.pdf | Łącznik krzywkowy serii 7GN, wielopozycyjny 1-2-3, 2 pola, 32A, do montażu wewnątrz szafy z czarnym pokrętłem i tabliczką 65x65mm | http://datasheet.lovatoelectric.com/Rotary_cam_switches/POL/7GN3286O.pdf | Rotary cam switch 7GN series, multi-step 1-2-3, 2 poles 32A, for rear mounting with black handle, front plate 65X65mm | http://datasheet.lovatoelectric.com/Rotary_cam_switches/RON/7GN3286O.pdf
7GN3286P |  |  | Enclosed rotary cam switch 7GN series, multi-step 1-2-3, 2 poles 32A in plastic enclosure 90X90mm with black handle | http://datasheet.lovatoelectric.com/Rotary_cam_switches/ENG/7GN3286P.pdf | Commutatore a camme serie 7GN, multivia 1-2-3 2 poli da 32A in cassetta plastica 90X90mm con maniglia nera | http://datasheet.lovatoelectric.com/Rotary_cam_switches/ITA/7GN3286P.pdf | Łącznik krzywkowy serii 7GN, wielopozycyjny 1-2-3, 2 pola, 32A, w obudowie 90x90mm i czarnym pokrętłem | http://datasheet.lovatoelectric.com/Rotary_cam_switches/POL/7GN3286P.pdf | Enclosed rotary cam switch 7GN series, multi-step 1-2-3, 2 poles 32A in plastic enclosure 90X90mm with black handle | http://datasheet.lovatoelectric.com/Rotary_cam_switches/RON/7GN3286P.pdf
7GN3286U |  |  | Rotary cam switch 7GN series, multi-step 1-2-3, 2 poles 32A, for front mounting with black handle, front plate 65X65mm | http://datasheet.lovatoelectric.com/Rotary_cam_switches/ENG/7GN3286U.pdf | Commutatore a camme serie 7GN, multivia 1-2-3 2 poli da 32A in esecuzione per montaggio frontale con maniglia nera, mostrina 65X65mm | http://datasheet.lovatoelectric.com/Rotary_cam_switches/ITA/7GN3286U.pdf | Łącznik krzywkowy serii 7GN, wielopozycyjny 1-2-3, 2 pola, 32A, do montażu tablicowego, z czarnym pokrętłem i tabliczką 65x65mm | http://datasheet.lovatoelectric.com/Rotary_cam_switches/POL/7GN3286U.pdf | Rotary cam switch 7GN series, multi-step 1-2-3, 2 poles 32A, for front mounting with black handle, front plate 65X65mm | http://datasheet.lovatoelectric.com/Rotary_cam_switches/RON/7GN3286U.pdf
7GN3287O |  |  | Rotary cam switch 7GN series, multi-step 1-2-3-4, 2 poles 32A, for rear mounting with black handle, front plate 65X65mm | http://datasheet.lovatoelectric.com/Rotary_cam_switches/ENG/7GN3287O.pdf | Commutatore a camme serie 7GN, multivia 1-2-3-4 2 poli da 32A in esecuzione per montaggio a fondo quadro con maniglia nera, mostrina 65X65mm | http://datasheet.lovatoelectric.com/Rotary_cam_switches/ITA/7GN3287O.pdf | Łącznik krzywkowy serii 7GN, wielopozycyjny 1-2-3-4, 2 pola, 32A, do montażu wewnątrz szafy z czarnym pokrętłem i tabliczką 65x65mm | http://datasheet.lovatoelectric.com/Rotary_cam_switches/POL/7GN3287O.pdf | Rotary cam switch 7GN series, multi-step 1-2-3-4, 2 poles 32A, for rear mounting with black handle, front plate 65X65mm | http://datasheet.lovatoelectric.com/Rotary_cam_switches/RON/7GN3287O.pdf
7GN3287P |  |  | Enclosed rotary cam switch 7GN series, multi-step 1-2-3-4, 2 poles 32A in plastic enclosure 90X90mm with black handle | http://datasheet.lovatoelectric.com/Rotary_cam_switches/ENG/7GN3287P.pdf | Commutatore a camme serie 7GN, multivia 1-2-3-4 2 poli da 32A in cassetta plastica 90X90mm con maniglia nera | http://datasheet.lovatoelectric.com/Rotary_cam_switches/ITA/7GN3287P.pdf | Łącznik krzywkowy serii 7GN, wielopozycyjny 1-2-3-4, 2 pola, 32A, w obudowie 90x90mm i czarnym pokrętłem | http://datasheet.lovatoelectric.com/Rotary_cam_switches/POL/7GN3287P.pdf | Enclosed rotary cam switch 7GN series, multi-step 1-2-3-4, 2 poles 32A in plastic enclosure 90X90mm with black handle | http://datasheet.lovatoelectric.com/Rotary_cam_switches/RON/7GN3287P.pdf
7GN3287U |  |  | Rotary cam switch 7GN series, multi-step 1-2-3-4, 2 poles 32A, for front mounting with black handle, front plate 65X65mm | http://datasheet.lovatoelectric.com/Rotary_cam_switches/ENG/7GN3287U.pdf | Commutatore a camme serie 7GN, multivia 1-2-3-4 2 poli da 32A in esecuzione per montaggio frontale con maniglia nera, mostrina 65X65mm | http://datasheet.lovatoelectric.com/Rotary_cam_switches/ITA/7GN3287U.pdf | Łącznik krzywkowy serii 7GN, wielopozycyjny 1-2-3-4, 2 pola, 32A, do montażu tablicowego, z czarnym pokrętłem i tabliczką 65x65mm | http://datasheet.lovatoelectric.com/Rotary_cam_switches/POL/7GN3287U.pdf | Rotary cam switch 7GN series, multi-step 1-2-3-4, 2 poles 32A, for front mounting with black handle, front plate 65X65mm | http://datasheet.lovatoelectric.com/Rotary_cam_switches/RON/7GN3287U.pdf
7GN3290O | 7GN4010O.jpg | http://datasheet.lovatoelectric.com/Rotary_cam_switches/products_images/7GN4010O.jpg | Rotary cam switch 7GN series, ON-OFF switch 1 pole 32A, for rear mounting with black handle, front plate 65X65mm | http://datasheet.lovatoelectric.com/Rotary_cam_switches/ENG/7GN3290O.pdf | Commutatore a camme serie 7GN, interruttore 1 polo da 32A in esecuzione per montaggio a fondo quadro con maniglia nera, mostrina 65X65mm | http://datasheet.lovatoelectric.com/Rotary_cam_switches/ITA/7GN3290O.pdf | Łącznik krzywkowy serii 7GN, rozłącznik, 1 pole, 32A, do montażu wewnątrz szafy z czarnym pokrętłem i tabliczką 65x65mm | http://datasheet.lovatoelectric.com/Rotary_cam_switches/POL/7GN3290O.pdf | Rotary cam switch 7GN series, ON-OFF switch 1 pole 32A, for rear mounting with black handle, front plate 65X65mm | http://datasheet.lovatoelectric.com/Rotary_cam_switches/RON/7GN3290O.pdf
7GN3290O88 | 7GN4010O88.jpg | http://datasheet.lovatoelectric.com/Rotary_cam_switches/products_images/7GN4010O88.jpg | Rotary cam switch 7GN series, ON-OFF switch 1 pole 32A, for rear mounting with red/yellow handle padlockable in 0, door coupling and protection covers, front plate 65X65mm | http://datasheet.lovatoelectric.com/Rotary_cam_switches/ENG/7GN3290O88.pdf | Commutatore a camme serie 7GN, interruttore 1 polo da 32A in esecuzione per montaggio a fondo quadro con maniglia giallo/rossa lucchettabile in 0 con funzione blocco porta e copriterminali, mostrina 65X65mm | http://datasheet.lovatoelectric.com/Rotary_cam_switches/ITA/7GN3290O88.pdf | Łącznik krzywkowy serii 7GN, rozłącznik, 1 pole, 32A, do montażu wewnątrz szafy, z żółto/czerwonym pokrętłem blokowanym w pozycji 0, trzpieniem, osłonami zacisków i tabliczką 65x65mm | http://datasheet.lovatoelectric.com/Rotary_cam_switches/POL/7GN3290O88.pdf | Rotary cam switch 7GN series, ON-OFF switch 1 pole 32A, for rear mounting with red/yellow handle padlockable in 0, door coupling and protection covers, front plate 65X65mm | http://datasheet.lovatoelectric.com/Rotary_cam_switches/RON/7GN3290O88.pdf
7GN3290O98 | 7GN4010O98.jpg | http://datasheet.lovatoelectric.com/Rotary_cam_switches/products_images/7GN4010O98.jpg | Rotary cam switch 7GN series, ON-OFF switch 1 pole 32A, for rear mounting with red/yellow handle padlockable in 0, door coupling and protection covers, front plate 65X65mm | http://datasheet.lovatoelectric.com/Rotary_cam_switches/ENG/7GN3290O98.pdf | Commutatore a camme serie 7GN, interruttore 1 polo da 32A in esecuzione per montaggio a fondo quadro con maniglia giallo/rossa lucchettabile in 0 con funzione blocco porta e copriterminali, mostrina 65X65mm | http://datasheet.lovatoelectric.com/Rotary_cam_switches/ITA/7GN3290O98.pdf | Łącznik krzywkowy serii 7GN, rozłącznik, 1 pole, 32A, do montażu wewnątrz szafy, z żółto/czerwonym pokrętłem blokowanym w pozycji 0, trzpieniem, osłonami zacisków i tabliczką 65x65mm | http://datasheet.lovatoelectric.com/Rotary_cam_switches/POL/7GN3290O98.pdf | Rotary cam switch 7GN series, ON-OFF switch 1 pole 32A, for rear mounting with red/yellow handle padlockable in 0, door coupling and protection covers, front plate 65X65mm | http://datasheet.lovatoelectric.com/Rotary_cam_switches/RON/7GN3290O98.pdf
7GN3290P | 7GN4010P.jpg | http://datasheet.lovatoelectric.com/Rotary_cam_switches/products_images/7GN4010P.jpg | Enclosed rotary cam switch 7GN series, ON-OFF switch 1 pole 32A in plastic enclosure 90X90mm with black handle | http://datasheet.lovatoelectric.com/Rotary_cam_switches/ENG/7GN3290P.pdf | Commutatore a camme serie 7GN, interruttore 1 polo da 32A in cassetta plastica 90X90mm con maniglia nera | http://datasheet.lovatoelectric.com/Rotary_cam_switches/ITA/7GN3290P.pdf | Łącznik krzywkowy serii 7GN, rozłącznik, 1 pole, 32A, w obudowie 90x90mm i czarnym pokrętłem | http://datasheet.lovatoelectric.com/Rotary_cam_switches/POL/7GN3290P.pdf | Enclosed rotary cam switch 7GN series, ON-OFF switch 1 pole 32A in plastic enclosure 90X90mm with black handle | http://datasheet.lovatoelectric.com/Rotary_cam_switches/RON/7GN3290P.pdf
7GN3290P25 | 7GN4010P25.jpg | http://datasheet.lovatoelectric.com/Rotary_cam_switches/products_images/7GN4010P25.jpg | Enclosed rotary cam switch 7GN series, ON-OFF switch 1 pole 32A in plastic enclosure 90X90mm with red/yellow handle | http://datasheet.lovatoelectric.com/Rotary_cam_switches/ENG/7GN3290P25.pdf | Commutatore a camme serie 7GN, interruttore 1 polo da 32A in cassetta plastica 90X90mm con maniglia giallo/rossa | http://datasheet.lovatoelectric.com/Rotary_cam_switches/ITA/7GN3290P25.pdf | Łącznik krzywkowy serii 7GN, rozłącznik, 1 pole, 32A, w obudowie 90x90mm i żółto/czerwonym pokrętłem | http://datasheet.lovatoelectric.com/Rotary_cam_switches/POL/7GN3290P25.pdf | Enclosed rotary cam switch 7GN series, ON-OFF switch 1 pole 32A in plastic enclosure 90X90mm with red/yellow handle | http://datasheet.lovatoelectric.com/Rotary_cam_switches/RON/7GN3290P25.pdf
7GN3290U | 7GN4010U.jpg | http://datasheet.lovatoelectric.com/Rotary_cam_switches/products_images/7GN4010U.jpg | Rotary cam switch 7GN series, ON-OFF switch 1 pole 32A, for front mounting with black handle, front plate 65X65mm | http://datasheet.lovatoelectric.com/Rotary_cam_switches/ENG/7GN3290U.pdf | Commutatore a camme serie 7GN, interruttore 1 polo da 32A in esecuzione per montaggio frontale con maniglia nera, mostrina 65X65mm | http://datasheet.lovatoelectric.com/Rotary_cam_switches/ITA/7GN3290U.pdf | Łącznik krzywkowy serii 7GN, rozłącznik, 1 pole, 32A, do montażu tablicowego, z czarnym pokrętłem i tabliczką 65x65mm | http://datasheet.lovatoelectric.com/Rotary_cam_switches/POL/7GN3290U.pdf | Rotary cam switch 7GN series, ON-OFF switch 1 pole 32A, for front mounting with black handle, front plate 65X65mm | http://datasheet.lovatoelectric.com/Rotary_cam_switches/RON/7GN3290U.pdf
7GN3290U25 | 7GN4010U25.jpg | http://datasheet.lovatoelectric.com/Rotary_cam_switches/products_images/7GN4010U25.jpg | Rotary cam switch 7GN series, ON-OFF switch 1 pole 32A, for front mounting with red/yellow handle padlockable in 0 and protection covers, front plate 65X65mm | http://datasheet.lovatoelectric.com/Rotary_cam_switches/ENG/7GN3290U25.pdf | Commutatore a camme serie 7GN, interruttore 1 polo da 32A in esecuzione per montaggio frontale con maniglia giallo/rossa lucchettabile in 0 e copriterminali, mostrina 65X65mm | http://datasheet.lovatoelectric.com/Rotary_cam_switches/ITA/7GN3290U25.pdf | Łącznik krzywkowy serii 7GN, rozłącznik, 1 pole, 32A, do montażu tablicowego, z żółto/czerwonym pokrętłem blokowanym w pozycji 0, osłonami zacisków i tabliczką 65x65mm | http://datasheet.lovatoelectric.com/Rotary_cam_switches/POL/7GN3290U25.pdf | Rotary cam switch 7GN series, ON-OFF switch 1 pole 32A, for front mounting with red/yellow handle padlockable in 0 and protection covers, front plate 65X65mm | http://datasheet.lovatoelectric.com/Rotary_cam_switches/RON/7GN3290U25.pdf
7GN3290U65 | 7GN4010U65.jpg | http://datasheet.lovatoelectric.com/Rotary_cam_switches/products_images/7GN4010U65.jpg | Rotary cam switch 7GN series, ON-OFF switch 1 pole 32A, for front mounting with red/yellow handle padlockable in 0 and protection covers, front plate 65X65mm | http://datasheet.lovatoelectric.com/Rotary_cam_switches/ENG/7GN3290U65.pdf | Commutatore a camme serie 7GN, interruttore 1 polo da 32A in esecuzione per montaggio frontale con maniglia giallo/rossa lucchettabile in 0 e copriterminali, mostrina 65X65mm | http://datasheet.lovatoelectric.com/Rotary_cam_switches/ITA/7GN3290U65.pdf | Łącznik krzywkowy serii 7GN, rozłącznik, 1 pole, 32A, do montażu tablicowego, z żółto/czerwonym pokrętłem blokowanym w pozycji 0, osłonami zacisków i tabliczką 65x65mm | http://datasheet.lovatoelectric.com/Rotary_cam_switches/POL/7GN3290U65.pdf | Rotary cam switch 7GN series, ON-OFF switch 1 pole 32A, for front mounting with red/yellow handle padlockable in 0 and protection covers, front plate 65X65mm | http://datasheet.lovatoelectric.com/Rotary_cam_switches/RON/7GN3290U65.pdf
7GN3291O | 7GN4010O.jpg | http://datasheet.lovatoelectric.com/Rotary_cam_switches/products_images/7GN4010O.jpg | Rotary cam switch 7GN series, ON-OFF switch 2 poles 32A, for rear mounting with black handle, front plate 65X65mm | http://datasheet.lovatoelectric.com/Rotary_cam_switches/ENG/7GN3291O.pdf | Commutatore a camme serie 7GN, interruttore 2 poli da 32A in esecuzione per montaggio a fondo quadro con maniglia nera, mostrina 65X65mm | http://datasheet.lovatoelectric.com/Rotary_cam_switches/ITA/7GN3291O.pdf | Łącznik krzywkowy serii 7GN, rozłącznik, 2 pola, 32A, do montażu wewnątrz szafy z czarnym pokrętłem i tabliczką 65x65mm | http://datasheet.lovatoelectric.com/Rotary_cam_switches/POL/7GN3291O.pdf | Rotary cam switch 7GN series, ON-OFF switch 2 poles 32A, for rear mounting with black handle, front plate 65X65mm | http://datasheet.lovatoelectric.com/Rotary_cam_switches/RON/7GN3291O.pdf
7GN3291O88 | 7GN4010O88.jpg | http://datasheet.lovatoelectric.com/Rotary_cam_switches/products_images/7GN4010O88.jpg | Rotary cam switch 7GN series, ON-OFF switch 2 poles 32A, for rear mounting with red/yellow handle padlockable in 0, door coupling and protection covers, front plate 65X65mm | http://datasheet.lovatoelectric.com/Rotary_cam_switches/ENG/7GN3291O88.pdf | Commutatore a camme serie 7GN, interruttore 2 poli da 32A in esecuzione per montaggio a fondo quadro con maniglia giallo/rossa lucchettabile in 0 con funzione blocco porta e copriterminali, mostrina 65X65mm | http://datasheet.lovatoelectric.com/Rotary_cam_switches/ITA/7GN3291O88.pdf | Łącznik krzywkowy serii 7GN, rozłącznik, 2 pola, 32A, do montażu wewnątrz szafy, z żółto/czerwonym pokrętłem blokowanym w pozycji 0, trzpieniem, osłonami zacisków i tabliczką 65x65mm | http://datasheet.lovatoelectric.com/Rotary_cam_switches/POL/7GN3291O88.pdf | Rotary cam switch 7GN series, ON-OFF switch 2 poles 32A, for rear mounting with red/yellow handle padlockable in 0, door coupling and protection covers, front plate 65X65mm | http://datasheet.lovatoelectric.com/Rotary_cam_switches/RON/7GN3291O88.pdf
7GN3291O98 | 7GN4010O98.jpg | http://datasheet.lovatoelectric.com/Rotary_cam_switches/products_images/7GN4010O98.jpg | Rotary cam switch 7GN series, ON-OFF switch 2 poles 32A, for rear mounting with red/yellow handle padlockable in 0, door coupling and protection covers, front plate 65X65mm | http://datasheet.lovatoelectric.com/Rotary_cam_switches/ENG/7GN3291O98.pdf | Commutatore a camme serie 7GN, interruttore 2 poli da 32A in esecuzione per montaggio a fondo quadro con maniglia giallo/rossa lucchettabile in 0 con funzione blocco porta e copriterminali, mostrina 65X65mm | http://datasheet.lovatoelectric.com/Rotary_cam_switches/ITA/7GN3291O98.pdf | Łącznik krzywkowy serii 7GN, rozłącznik, 2 pola, 32A, do montażu wewnątrz szafy, z żółto/czerwonym pokrętłem blokowanym w pozycji 0, trzpieniem, osłonami zacisków i tabliczką 65x65mm | http://datasheet.lovatoelectric.com/Rotary_cam_switches/POL/7GN3291O98.pdf | Rotary cam switch 7GN series, ON-OFF switch 2 poles 32A, for rear mounting with red/yellow handle padlockable in 0, door coupling and protection covers, front plate 65X65mm | http://datasheet.lovatoelectric.com/Rotary_cam_switches/RON/7GN3291O98.pdf
7GN3291P | 7GN4010P.jpg | http://datasheet.lovatoelectric.com/Rotary_cam_switches/products_images/7GN4010P.jpg | Enclosed rotary cam switch 7GN series, ON-OFF switch 2 poles 32A in plastic enclosure 90X90mm with black handle | http://datasheet.lovatoelectric.com/Rotary_cam_switches/ENG/7GN3291P.pdf | Commutatore a camme serie 7GN, interruttore 2 poli da 32A in cassetta plastica 90X90mm con maniglia nera | http://datasheet.lovatoelectric.com/Rotary_cam_switches/ITA/7GN3291P.pdf | Łącznik krzywkowy serii 7GN, rozłącznik, 2 pola, 32A, w obudowie 90x90mm i czarnym pokrętłem | http://datasheet.lovatoelectric.com/Rotary_cam_switches/POL/7GN3291P.pdf | Enclosed rotary cam switch 7GN series, ON-OFF switch 2 poles 32A in plastic enclosure 90X90mm with black handle | http://datasheet.lovatoelectric.com/Rotary_cam_switches/RON/7GN3291P.pdf
7GN3291P25 | 7GN4010P25.jpg | http://datasheet.lovatoelectric.com/Rotary_cam_switches/products_images/7GN4010P25.jpg | Enclosed rotary cam switch 7GN series, ON-OFF switch 2 poles 32A in plastic enclosure 90X90mm with red/yellow handle | http://datasheet.lovatoelectric.com/Rotary_cam_switches/ENG/7GN3291P25.pdf | Commutatore a camme serie 7GN, interruttore 2 poli da 32A in cassetta plastica 90X90mm con maniglia giallo/rossa | http://datasheet.lovatoelectric.com/Rotary_cam_switches/ITA/7GN3291P25.pdf | Łącznik krzywkowy serii 7GN, rozłącznik, 2 pola, 32A, w obudowie 90x90mm i żółto/czerwonym pokrętłem | http://datasheet.lovatoelectric.com/Rotary_cam_switches/POL/7GN3291P25.pdf | Enclosed rotary cam switch 7GN series, ON-OFF switch 2 poles 32A in plastic enclosure 90X90mm with red/yellow handle | http://datasheet.lovatoelectric.com/Rotary_cam_switches/RON/7GN3291P25.pdf
7GN3291U | 7GN4010U.jpg | http://datasheet.lovatoelectric.com/Rotary_cam_switches/products_images/7GN4010U.jpg | Rotary cam switch 7GN series, ON-OFF switch 2 poles 32A, for front mounting with black handle, front plate 65X65mm | http://datasheet.lovatoelectric.com/Rotary_cam_switches/ENG/7GN3291U.pdf | Commutatore a camme serie 7GN, interruttore 2 poli da 32A in esecuzione per montaggio frontale con maniglia nera, mostrina 65X65mm | http://datasheet.lovatoelectric.com/Rotary_cam_switches/ITA/7GN3291U.pdf | Łącznik krzywkowy serii 7GN, rozłącznik, 2 pola, 32A, do montażu tablicowego, z czarnym pokrętłem i tabliczką 65x65mm | http://datasheet.lovatoelectric.com/Rotary_cam_switches/POL/7GN3291U.pdf | Rotary cam switch 7GN series, ON-OFF switch 2 poles 32A, for front mounting with black handle, front plate 65X65mm | http://datasheet.lovatoelectric.com/Rotary_cam_switches/RON/7GN3291U.pdf
7GN3291U25 | 7GN4010U25.jpg | http://datasheet.lovatoelectric.com/Rotary_cam_switches/products_images/7GN4010U25.jpg | Rotary cam switch 7GN series, ON-OFF switch 2 poles 32A, for front mounting with red/yellow handle padlockable in 0 and protection covers, front plate 65X65mm | http://datasheet.lovatoelectric.com/Rotary_cam_switches/ENG/7GN3291U25.pdf | Commutatore a camme serie 7GN, interruttore 2 poli da 32A in esecuzione per montaggio frontale con maniglia giallo/rossa lucchettabile in 0 e copriterminali, mostrina 65X65mm | http://datasheet.lovatoelectric.com/Rotary_cam_switches/ITA/7GN3291U25.pdf | Łącznik krzywkowy serii 7GN, rozłącznik, 2 pola, 32A, do montażu tablicowego, z żółto/czerwonym pokrętłem blokowanym w pozycji 0, osłonami zacisków i tabliczką 65x65mm | http://datasheet.lovatoelectric.com/Rotary_cam_switches/POL/7GN3291U25.pdf | Rotary cam switch 7GN series, ON-OFF switch 2 poles 32A, for front mounting with red/yellow handle padlockable in 0 and protection covers, front plate 65X65mm | http://datasheet.lovatoelectric.com/Rotary_cam_switches/RON/7GN3291U25.pdf
7GN3291U65 | 7GN4010U65.jpg | http://datasheet.lovatoelectric.com/Rotary_cam_switches/products_images/7GN4010U65.jpg | Rotary cam switch 7GN series, ON-OFF switch 2 poles 32A, for front mounting with red/yellow handle padlockable in 0 and protection covers, front plate 65X65mm | http://datasheet.lovatoelectric.com/Rotary_cam_switches/ENG/7GN3291U65.pdf | Commutatore a camme serie 7GN, interruttore 2 poli da 32A in esecuzione per montaggio frontale con maniglia giallo/rossa lucchettabile in 0 e copriterminali, mostrina 65X65mm | http://datasheet.lovatoelectric.com/Rotary_cam_switches/ITA/7GN3291U65.pdf | Łącznik krzywkowy serii 7GN, rozłącznik, 2 pola, 32A, do montażu tablicowego, z żółto/czerwonym pokrętłem blokowanym w pozycji 0, osłonami zacisków i tabliczką 65x65mm | http://datasheet.lovatoelectric.com/Rotary_cam_switches/POL/7GN3291U65.pdf | Rotary cam switch 7GN series, ON-OFF switch 2 poles 32A, for front mounting with red/yellow handle padlockable in 0 and protection covers, front plate 65X65mm | http://datasheet.lovatoelectric.com/Rotary_cam_switches/RON/7GN3291U65.pdf
7GN3292O | 7GN4010O.jpg | http://datasheet.lovatoelectric.com/Rotary_cam_switches/products_images/7GN4010O.jpg | Rotary cam switch 7GN series, ON-OFF switch 4 poles 32A, for rear mounting with black handle, front plate 65X65mm | http://datasheet.lovatoelectric.com/Rotary_cam_switches/ENG/7GN3292O.pdf | Commutatore a camme serie 7GN, interruttore 4 poli da 32A in esecuzione per montaggio a fondo quadro con maniglia nera, mostrina 65X65mm | http://datasheet.lovatoelectric.com/Rotary_cam_switches/ITA/7GN3292O.pdf | Łącznik krzywkowy serii 7GN, rozłącznik, 4 pola, 32A, do montażu wewnątrz szafy z czarnym pokrętłem i tabliczką 65x65mm | http://datasheet.lovatoelectric.com/Rotary_cam_switches/POL/7GN3292O.pdf | Rotary cam switch 7GN series, ON-OFF switch 4 poles 32A, for rear mounting with black handle, front plate 65X65mm | http://datasheet.lovatoelectric.com/Rotary_cam_switches/RON/7GN3292O.pdf
7GN3292O88 | 7GN4010O88.jpg | http://datasheet.lovatoelectric.com/Rotary_cam_switches/products_images/7GN4010O88.jpg | Rotary cam switch 7GN series, ON-OFF switch 4 poles 32A, for rear mounting with red/yellow handle padlockable in 0, door coupling and protection covers, front plate 65X65mm | http://datasheet.lovatoelectric.com/Rotary_cam_switches/ENG/7GN3292O88.pdf | Commutatore a camme serie 7GN, interruttore 4 poli da 32A in esecuzione per montaggio a fondo quadro con maniglia giallo/rossa lucchettabile in 0 con funzione blocco porta e copriterminali, mostrina 65X65mm | http://datasheet.lovatoelectric.com/Rotary_cam_switches/ITA/7GN3292O88.pdf | Łącznik krzywkowy serii 7GN, rozłącznik, 4 pola, 32A, do montażu wewnątrz szafy, z żółto/czerwonym pokrętłem blokowanym w pozycji 0, trzpieniem, osłonami zacisków i tabliczką 65x65mm | http://datasheet.lovatoelectric.com/Rotary_cam_switches/POL/7GN3292O88.pdf | Rotary cam switch 7GN series, ON-OFF switch 4 poles 32A, for rear mounting with red/yellow handle padlockable in 0, door coupling and protection covers, front plate 65X65mm | http://datasheet.lovatoelectric.com/Rotary_cam_switches/RON/7GN3292O88.pdf
7GN3292O98 | 7GN4010O98.jpg | http://datasheet.lovatoelectric.com/Rotary_cam_switches/products_images/7GN4010O98.jpg | Rotary cam switch 7GN series, ON-OFF switch 4 poles 32A, for rear mounting with red/yellow handle padlockable in 0, door coupling and protection covers, front plate 65X65mm | http://datasheet.lovatoelectric.com/Rotary_cam_switches/ENG/7GN3292O98.pdf | Commutatore a camme serie 7GN, interruttore 4 poli da 32A in esecuzione per montaggio a fondo quadro con maniglia giallo/rossa lucchettabile in 0 con funzione blocco porta e copriterminali, mostrina 65X65mm | http://datasheet.lovatoelectric.com/Rotary_cam_switches/ITA/7GN3292O98.pdf | Łącznik krzywkowy serii 7GN, rozłącznik, 4 pola, 32A, do montażu wewnątrz szafy, z żółto/czerwonym pokrętłem blokowanym w pozycji 0, trzpieniem, osłonami zacisków i tabliczką 65x65mm | http://datasheet.lovatoelectric.com/Rotary_cam_switches/POL/7GN3292O98.pdf | Rotary cam switch 7GN series, ON-OFF switch 4 poles 32A, for rear mounting with red/yellow handle padlockable in 0, door coupling and protection covers, front plate 65X65mm | http://datasheet.lovatoelectric.com/Rotary_cam_switches/RON/7GN3292O98.pdf
7GN3292P | 7GN4010P.jpg | http://datasheet.lovatoelectric.com/Rotary_cam_switches/products_images/7GN4010P.jpg | Enclosed rotary cam switch 7GN series, ON-OFF switch 4 poles 32A in plastic enclosure 90X90mm with black handle | http://datasheet.lovatoelectric.com/Rotary_cam_switches/ENG/7GN3292P.pdf | Commutatore a camme serie 7GN, interruttore 4 poli da 32A in cassetta plastica 90X90mm con maniglia nera | http://datasheet.lovatoelectric.com/Rotary_cam_switches/ITA/7GN3292P.pdf | Łącznik krzywkowy serii 7GN, rozłącznik, 4 pola, 32A, w obudowie 90x90mm i czarnym pokrętłem | http://datasheet.lovatoelectric.com/Rotary_cam_switches/POL/7GN3292P.pdf | Enclosed rotary cam switch 7GN series, ON-OFF switch 4 poles 32A in plastic enclosure 90X90mm with black handle | http://datasheet.lovatoelectric.com/Rotary_cam_switches/RON/7GN3292P.pdf
7GN3292P25 | 7GN4010P25.jpg | http://datasheet.lovatoelectric.com/Rotary_cam_switches/products_images/7GN4010P25.jpg | Enclosed rotary cam switch 7GN series, ON-OFF switch 4 poles 32A in plastic enclosure 90X90mm with red/yellow handle | http://datasheet.lovatoelectric.com/Rotary_cam_switches/ENG/7GN3292P25.pdf | Commutatore a camme serie 7GN, interruttore 4 poli da 32A in cassetta plastica 90X90mm con maniglia giallo/rossa | http://datasheet.lovatoelectric.com/Rotary_cam_switches/ITA/7GN3292P25.pdf | Łącznik krzywkowy serii 7GN, rozłącznik, 4 pola, 32A, w obudowie 90x90mm i żółto/czerwonym pokrętłem | http://datasheet.lovatoelectric.com/Rotary_cam_switches/POL/7GN3292P25.pdf | Enclosed rotary cam switch 7GN series, ON-OFF switch 4 poles 32A in plastic enclosure 90X90mm with red/yellow handle | http://datasheet.lovatoelectric.com/Rotary_cam_switches/RON/7GN3292P25.pdf
7GN3292U | 7GN4010U.jpg | http://datasheet.lovatoelectric.com/Rotary_cam_switches/products_images/7GN4010U.jpg | Rotary cam switch 7GN series, ON-OFF switch 4 poles 32A, for front mounting with black handle, front plate 65X65mm | http://datasheet.lovatoelectric.com/Rotary_cam_switches/ENG/7GN3292U.pdf | Commutatore a camme serie 7GN, interruttore 4 poli da 32A in esecuzione per montaggio frontale con maniglia nera, mostrina 65X65mm | http://datasheet.lovatoelectric.com/Rotary_cam_switches/ITA/7GN3292U.pdf | Łącznik krzywkowy serii 7GN, rozłącznik, 4 pola, 32A, do montażu tablicowego, z czarnym pokrętłem i tabliczką 65x65mm | http://datasheet.lovatoelectric.com/Rotary_cam_switches/POL/7GN3292U.pdf | Rotary cam switch 7GN series, ON-OFF switch 4 poles 32A, for front mounting with black handle, front plate 65X65mm | http://datasheet.lovatoelectric.com/Rotary_cam_switches/RON/7GN3292U.pdf
7GN3292U25 | 7GN4010U25.jpg | http://datasheet.lovatoelectric.com/Rotary_cam_switches/products_images/7GN4010U25.jpg | Rotary cam switch 7GN series, ON-OFF switch 4 poles 32A, for front mounting with red/yellow handle padlockable in 0 and protection covers, front plate 65X65mm | http://datasheet.lovatoelectric.com/Rotary_cam_switches/ENG/7GN3292U25.pdf | Commutatore a camme serie 7GN, interruttore 4 poli da 32A in esecuzione per montaggio frontale con maniglia giallo/rossa lucchettabile in 0 e copriterminali, mostrina 65X65mm | http://datasheet.lovatoelectric.com/Rotary_cam_switches/ITA/7GN3292U25.pdf | Łącznik krzywkowy serii 7GN, rozłącznik, 4 pola, 32A, do montażu tablicowego, z żółto/czerwonym pokrętłem blokowanym w pozycji 0, osłonami zacisków i tabliczką 65x65mm | http://datasheet.lovatoelectric.com/Rotary_cam_switches/POL/7GN3292U25.pdf | Rotary cam switch 7GN series, ON-OFF switch 4 poles 32A, for front mounting with red/yellow handle padlockable in 0 and protection covers, front plate 65X65mm | http://datasheet.lovatoelectric.com/Rotary_cam_switches/RON/7GN3292U25.pdf
7GN3292U65 | 7GN4010U65.jpg | http://datasheet.lovatoelectric.com/Rotary_cam_switches/products_images/7GN4010U65.jpg | Rotary cam switch 7GN series, ON-OFF switch 4 poles 32A, for front mounting with red/yellow handle padlockable in 0 and protection covers, front plate 65X65mm | http://datasheet.lovatoelectric.com/Rotary_cam_switches/ENG/7GN3292U65.pdf | Commutatore a camme serie 7GN, interruttore 4 poli da 32A in esecuzione per montaggio frontale con maniglia giallo/rossa lucchettabile in 0 e copriterminali, mostrina 65X65mm | http://datasheet.lovatoelectric.com/Rotary_cam_switches/ITA/7GN3292U65.pdf | Łącznik krzywkowy serii 7GN, rozłącznik, 4 pola, 32A, do montażu tablicowego, z żółto/czerwonym pokrętłem blokowanym w pozycji 0, osłonami zacisków i tabliczką 65x65mm | http://datasheet.lovatoelectric.com/Rotary_cam_switches/POL/7GN3292U65.pdf | Rotary cam switch 7GN series, ON-OFF switch 4 poles 32A, for front mounting with red/yellow handle padlockable in 0 and protection covers, front plate 65X65mm | http://datasheet.lovatoelectric.com/Rotary_cam_switches/RON/7GN3292U65.pdf
7GN3293O |  |  | Rotary cam switch 7GN series, multi-step 1-2-3, 3 poles 32A, for rear mounting with black handle, front plate 65X65mm | http://datasheet.lovatoelectric.com/Rotary_cam_switches/ENG/7GN3293O.pdf | Commutatore a camme serie 7GN, multivia 1-2-3 3 poli da 32A in esecuzione per montaggio a fondo quadro con maniglia nera, mostrina 65X65mm | http://datasheet.lovatoelectric.com/Rotary_cam_switches/ITA/7GN3293O.pdf | Łącznik krzywkowy serii 7GN, wielopozycyjny 1-2-3, 3 pola, 32A, do montażu wewnątrz szafy z czarnym pokrętłem i tabliczką 65x65mm | http://datasheet.lovatoelectric.com/Rotary_cam_switches/POL/7GN3293O.pdf | Rotary cam switch 7GN series, multi-step 1-2-3, 3 poles 32A, for rear mounting with black handle, front plate 65X65mm | http://datasheet.lovatoelectric.com/Rotary_cam_switches/RON/7GN3293O.pdf
7GN3293P |  |  | Enclosed rotary cam switch 7GN series, multi-step 1-2-3, 3 poles 32A in plastic enclosure 90X90mm with black handle | http://datasheet.lovatoelectric.com/Rotary_cam_switches/ENG/7GN3293P.pdf | Commutatore a camme serie 7GN, multivia 1-2-3 3 poli da 32A in cassetta plastica 90X90mm con maniglia nera | http://datasheet.lovatoelectric.com/Rotary_cam_switches/ITA/7GN3293P.pdf | Łącznik krzywkowy serii 7GN, wielopozycyjny 1-2-3, 3 pola, 32A, w obudowie 90x90mm i czarnym pokrętłem | http://datasheet.lovatoelectric.com/Rotary_cam_switches/POL/7GN3293P.pdf | Enclosed rotary cam switch 7GN series, multi-step 1-2-3, 3 poles 32A in plastic enclosure 90X90mm with black handle | http://datasheet.lovatoelectric.com/Rotary_cam_switches/RON/7GN3293P.pdf
7GN3293U |  |  | Rotary cam switch 7GN series, multi-step 1-2-3, 3 poles 32A, for front mounting with black handle, front plate 65X65mm | http://datasheet.lovatoelectric.com/Rotary_cam_switches/ENG/7GN3293U.pdf | Commutatore a camme serie 7GN, multivia 1-2-3 3 poli da 32A in esecuzione per montaggio frontale con maniglia nera, mostrina 65X65mm | http://datasheet.lovatoelectric.com/Rotary_cam_switches/ITA/7GN3293U.pdf | Łącznik krzywkowy serii 7GN, wielopozycyjny 1-2-3, 3 pola, 32A, do montażu tablicowego, z czarnym pokrętłem i tabliczką 65x65mm | http://datasheet.lovatoelectric.com/Rotary_cam_switches/POL/7GN3293U.pdf | Rotary cam switch 7GN series, multi-step 1-2-3, 3 poles 32A, for front mounting with black handle, front plate 65X65mm | http://datasheet.lovatoelectric.com/Rotary_cam_switches/RON/7GN3293U.pdf
7GN3294O |  |  | Rotary cam switch 7GN series, multi-step 1-2-3-4, 3 poles 32A, for rear mounting with black handle, front plate 65X65mm | http://datasheet.lovatoelectric.com/Rotary_cam_switches/ENG/7GN3294O.pdf | Commutatore a camme serie 7GN, multivia 1-2-3-4 3 poli da 32A in esecuzione per montaggio a fondo quadro con maniglia nera, mostrina 65X65mm | http://datasheet.lovatoelectric.com/Rotary_cam_switches/ITA/7GN3294O.pdf | Łącznik krzywkowy serii 7GN, wielopozycyjny 1-2-3-4, 3 pola, 32A, do montażu wewnątrz szafy z czarnym pokrętłem i tabliczką 65x65mm | http://datasheet.lovatoelectric.com/Rotary_cam_switches/POL/7GN3294O.pdf | Rotary cam switch 7GN series, multi-step 1-2-3-4, 3 poles 32A, for rear mounting with black handle, front plate 65X65mm | http://datasheet.lovatoelectric.com/Rotary_cam_switches/RON/7GN3294O.pdf
7GN3294P |  |  | Enclosed rotary cam switch 7GN series, multi-step 1-2-3-4, 3 poles 32A in plastic enclosure 90X90mm with black handle | http://datasheet.lovatoelectric.com/Rotary_cam_switches/ENG/7GN3294P.pdf | Commutatore a camme serie 7GN, multivia 1-2-3-4 3 poli da 32A in cassetta plastica 90X90mm con maniglia nera | http://datasheet.lovatoelectric.com/Rotary_cam_switches/ITA/7GN3294P.pdf | Łącznik krzywkowy serii 7GN, wielopozycyjny 1-2-3-4, 3 pola, 32A, w obudowie 90x90mm i czarnym pokrętłem | http://datasheet.lovatoelectric.com/Rotary_cam_switches/POL/7GN3294P.pdf | Enclosed rotary cam switch 7GN series, multi-step 1-2-3-4, 3 poles 32A in plastic enclosure 90X90mm with black handle | http://datasheet.lovatoelectric.com/Rotary_cam_switches/RON/7GN3294P.pdf
7GN3294U |  |  | Rotary cam switch 7GN series, multi-step 1-2-3-4, 3 poles 32A, for front mounting with black handle, front plate 65X65mm | http://datasheet.lovatoelectric.com/Rotary_cam_switches/ENG/7GN3294U.pdf | Commutatore a camme serie 7GN, multivia 1-2-3-4 3 poli da 32A in esecuzione per montaggio frontale con maniglia nera, mostrina 65X65mm | http://datasheet.lovatoelectric.com/Rotary_cam_switches/ITA/7GN3294U.pdf | Łącznik krzywkowy serii 7GN, wielopozycyjny 1-2-3-4, 3 pola, 32A, do montażu tablicowego, z czarnym pokrętłem i tabliczką 65x65mm | http://datasheet.lovatoelectric.com/Rotary_cam_switches/POL/7GN3294U.pdf | Rotary cam switch 7GN series, multi-step 1-2-3-4, 3 poles 32A, for front mounting with black handle, front plate 65X65mm | http://datasheet.lovatoelectric.com/Rotary_cam_switches/RON/7GN3294U.pdf
7GN3297O |  |  | Rotary cam switch 7GN series, ammeter switch 32A, for rear mounting with black handle, front plate 65X65mm | http://datasheet.lovatoelectric.com/Rotary_cam_switches/ENG/7GN3297O.pdf | Commutatore a camme serie 7GN, commutatore amperometrico da 32A in esecuzione per montaggio a fondo quadro con maniglia nera, mostrina 65X65mm | http://datasheet.lovatoelectric.com/Rotary_cam_switches/ITA/7GN3297O.pdf | Łącznik krzywkowy serii 7GN,przełącznik amperomierzy, 32A, do montażu wewnątrz szafy z czarnym pokrętłem i tabliczką 65x65mm | http://datasheet.lovatoelectric.com/Rotary_cam_switches/POL/7GN3297O.pdf | Rotary cam switch 7GN series, ammeter switch 32A, for rear mounting with black handle, front plate 65X65mm | http://datasheet.lovatoelectric.com/Rotary_cam_switches/RON/7GN3297O.pdf
7GN3297U |  |  | Rotary cam switch 7GN series, ammeter switch 32A, for front mounting with black handle, front plate 65X65mm | http://datasheet.lovatoelectric.com/Rotary_cam_switches/ENG/7GN3297U.pdf | Commutatore a camme serie 7GN, commutatore amperometrico da 32A in esecuzione per montaggio frontale con maniglia nera, mostrina 65X65mm | http://datasheet.lovatoelectric.com/Rotary_cam_switches/ITA/7GN3297U.pdf | Łącznik krzywkowy serii 7GN, przełącznik amperomierzy, 32A, do montażu tablicowego, z czarnym pokrętłem i tabliczką 65x65mm | http://datasheet.lovatoelectric.com/Rotary_cam_switches/POL/7GN3297U.pdf | Rotary cam switch 7GN series, ammeter switch 32A, for front mounting with black handle, front plate 65X65mm | http://datasheet.lovatoelectric.com/Rotary_cam_switches/RON/7GN3297U.pdf
7GN3298O |  |  | Rotary cam switch 7GN series, ammeter switch 32A, for rear mounting with black handle, front plate 65X65mm | http://datasheet.lovatoelectric.com/Rotary_cam_switches/ENG/7GN3298O.pdf | Commutatore a camme serie 7GN, commutatore amperometrico da 32A in esecuzione per montaggio a fondo quadro con maniglia nera, mostrina 65X65mm | http://datasheet.lovatoelectric.com/Rotary_cam_switches/ITA/7GN3298O.pdf | Łącznik krzywkowy serii 7GN,przełącznik amperomierzy, 32A, do montażu wewnątrz szafy z czarnym pokrętłem i tabliczką 65x65mm | http://datasheet.lovatoelectric.com/Rotary_cam_switches/POL/7GN3298O.pdf | Rotary cam switch 7GN series, ammeter switch 32A, for rear mounting with black handle, front plate 65X65mm | http://datasheet.lovatoelectric.com/Rotary_cam_switches/RON/7GN3298O.pdf
7GN3298U |  |  | Rotary cam switch 7GN series, ammeter switch 32A, for front mounting with black handle, front plate 65X65mm | http://datasheet.lovatoelectric.com/Rotary_cam_switches/ENG/7GN3298U.pdf | Commutatore a camme serie 7GN, commutatore amperometrico da 32A in esecuzione per montaggio frontale con maniglia nera, mostrina 65X65mm | http://datasheet.lovatoelectric.com/Rotary_cam_switches/ITA/7GN3298U.pdf | Łącznik krzywkowy serii 7GN, przełącznik amperomierzy, 32A, do montażu tablicowego, z czarnym pokrętłem i tabliczką 65x65mm | http://datasheet.lovatoelectric.com/Rotary_cam_switches/POL/7GN3298U.pdf | Rotary cam switch 7GN series, ammeter switch 32A, for front mounting with black handle, front plate 65X65mm | http://datasheet.lovatoelectric.com/Rotary_cam_switches/RON/7GN3298U.pdf
7GN4003O | 7GN4010O.jpg | http://datasheet.lovatoelectric.com/Rotary_cam_switches/products_images/7GN4010O.jpg | Rotary cam switch 7GN series, ON-OFF spring return switch 3 poles 40A, for rear mounting with black handle, front plate 65X65mm | http://datasheet.lovatoelectric.com/Rotary_cam_switches/ENG/7GN4003O.pdf | Commutatore a camme serie 7GN, interruttore con ritorno a molla 3 poli da 40A in esecuzione per montaggio a fondo quadro con maniglia nera, mostrina 65X65mm | http://datasheet.lovatoelectric.com/Rotary_cam_switches/ITA/7GN4003O.pdf | Łącznik krzywkowy serii 7GN, rozłącznik z powrotem do pozycji 0, 3 pola, 40A, do montażu wewnątrz szafy z czarnym pokrętłem i tabliczką 65x65mm | http://datasheet.lovatoelectric.com/Rotary_cam_switches/POL/7GN4003O.pdf | Rotary cam switch 7GN series, ON-OFF spring return switch 3 poles 40A, for rear mounting with black handle, front plate 65X65mm | http://datasheet.lovatoelectric.com/Rotary_cam_switches/RON/7GN4003O.pdf
7GN4003P | 7GN4010P.jpg | http://datasheet.lovatoelectric.com/Rotary_cam_switches/products_images/7GN4010P.jpg | Enclosed rotary cam switch 7GN series, ON-OFF spring return switch 3 poles 40A in plastic enclosure 110X110mm with black handle | http://datasheet.lovatoelectric.com/Rotary_cam_switches/ENG/7GN4003P.pdf | Commutatore a camme serie 7GN, interruttore con ritorno a molla 3 poli da 40A in cassetta plastica 110X110mm con maniglia nera | http://datasheet.lovatoelectric.com/Rotary_cam_switches/ITA/7GN4003P.pdf | Łącznik krzywkowy serii 7GN, rozłącznik z powrotem do pozycji 0, 3 pola, 40A, w obudowie 110x110mm i czarnym pokrętłem | http://datasheet.lovatoelectric.com/Rotary_cam_switches/POL/7GN4003P.pdf | Enclosed rotary cam switch 7GN series, ON-OFF spring return switch 3 poles 40A in plastic enclosure 110X110mm with black handle | http://datasheet.lovatoelectric.com/Rotary_cam_switches/RON/7GN4003P.pdf
7GN4003U | 7GN4010U.jpg | http://datasheet.lovatoelectric.com/Rotary_cam_switches/products_images/7GN4010U.jpg | Rotary cam switch 7GN series, ON-OFF spring return switch 3 poles 40A, for front mounting with black handle, front plate 65X65mm | http://datasheet.lovatoelectric.com/Rotary_cam_switches/ENG/7GN4003U.pdf | Commutatore a camme serie 7GN, interruttore con ritorno a molla 3 poli da 40A in esecuzione per montaggio frontale con maniglia nera, mostrina 65X65mm | http://datasheet.lovatoelectric.com/Rotary_cam_switches/ITA/7GN4003U.pdf | Łącznik krzywkowy serii 7GN, rozłącznik z powrotem do pozycji 0, 3 pola, 40A, do montażu tablicowego, z czarnym pokrętłem i tabliczką 65x65mm | http://datasheet.lovatoelectric.com/Rotary_cam_switches/POL/7GN4003U.pdf | Rotary cam switch 7GN series, ON-OFF spring return switch 3 poles 40A, for front mounting with black handle, front plate 65X65mm | http://datasheet.lovatoelectric.com/Rotary_cam_switches/RON/7GN4003U.pdf
7GN4005O |  |  | Rotary cam switch 7GN series, ON-OFF switch 1 pole 40A, for rear mounting with black handle, front plate 65X65mm | http://datasheet.lovatoelectric.com/Rotary_cam_switches/ENG/7GN4005O.pdf | Commutatore a camme serie 7GN, interruttore 1 polo da 40A in esecuzione per montaggio a fondo quadro con maniglia nera, mostrina 65X65mm | http://datasheet.lovatoelectric.com/Rotary_cam_switches/ITA/7GN4005O.pdf | Łącznik krzywkowy serii 7GN, rozłącznik, 1 pole, 40A, do montażu wewnątrz szafy z czarnym pokrętłem i tabliczką 65x65mm | http://datasheet.lovatoelectric.com/Rotary_cam_switches/POL/7GN4005O.pdf | Rotary cam switch 7GN series, ON-OFF switch 1 pole 40A, for rear mounting with black handle, front plate 65X65mm | http://datasheet.lovatoelectric.com/Rotary_cam_switches/RON/7GN4005O.pdf
7GN4005O88 |  |  | Rotary cam switch 7GN series, ON-OFF switch 1 pole 40A, for rear mounting with red/yellow handle padlockable in 0, door coupling and protection covers, front plate 65X65mm | http://datasheet.lovatoelectric.com/Rotary_cam_switches/ENG/7GN4005O88.pdf | Commutatore a camme serie 7GN, interruttore 1 polo da 40A in esecuzione per montaggio a fondo quadro con maniglia giallo/rossa lucchettabile in 0 con funzione blocco porta e copriterminali, mostrina 65X65mm | http://datasheet.lovatoelectric.com/Rotary_cam_switches/ITA/7GN4005O88.pdf | Łącznik krzywkowy serii 7GN, rozłącznik, 1 pole, 40A, do montażu wewnątrz szafy, z żółto/czerwonym pokrętłem blokowanym w pozycji 0, trzpieniem, osłonami zacisków i tabliczką 65x65mm | http://datasheet.lovatoelectric.com/Rotary_cam_switches/POL/7GN4005O88.pdf | Rotary cam switch 7GN series, ON-OFF switch 1 pole 40A, for rear mounting with red/yellow handle padlockable in 0, door coupling and protection covers, front plate 65X65mm | http://datasheet.lovatoelectric.com/Rotary_cam_switches/RON/7GN4005O88.pdf
7GN4005O98 |  |  | Rotary cam switch 7GN series, ON-OFF switch 1 pole 40A, for rear mounting with red/yellow handle padlockable in 0, door coupling and protection covers, front plate 65X65mm | http://datasheet.lovatoelectric.com/Rotary_cam_switches/ENG/7GN4005O98.pdf | Commutatore a camme serie 7GN, interruttore 1 polo da 40A in esecuzione per montaggio a fondo quadro con maniglia giallo/rossa lucchettabile in 0 con funzione blocco porta e copriterminali, mostrina 65X65mm | http://datasheet.lovatoelectric.com/Rotary_cam_switches/ITA/7GN4005O98.pdf | Łącznik krzywkowy serii 7GN, rozłącznik, 1 pole, 40A, do montażu wewnątrz szafy, z żółto/czerwonym pokrętłem blokowanym w pozycji 0, trzpieniem, osłonami zacisków i tabliczką 65x65mm | http://datasheet.lovatoelectric.com/Rotary_cam_switches/POL/7GN4005O98.pdf | Rotary cam switch 7GN series, ON-OFF switch 1 pole 40A, for rear mounting with red/yellow handle padlockable in 0, door coupling and protection covers, front plate 65X65mm | http://datasheet.lovatoelectric.com/Rotary_cam_switches/RON/7GN4005O98.pdf
7GN4005P |  |  | Enclosed rotary cam switch 7GN series, ON-OFF switch 1 pole 40A in plastic enclosure 110X110mm with black handle | http://datasheet.lovatoelectric.com/Rotary_cam_switches/ENG/7GN4005P.pdf | Commutatore a camme serie 7GN, interruttore 1 polo da 40A in cassetta plastica 110X110mm con maniglia nera | http://datasheet.lovatoelectric.com/Rotary_cam_switches/ITA/7GN4005P.pdf | Łącznik krzywkowy serii 7GN, rozłącznik, 1 pole, 40A, w obudowie 110x110mm i czarnym pokrętłem | http://datasheet.lovatoelectric.com/Rotary_cam_switches/POL/7GN4005P.pdf | Enclosed rotary cam switch 7GN series, ON-OFF switch 1 pole 40A in plastic enclosure 110X110mm with black handle | http://datasheet.lovatoelectric.com/Rotary_cam_switches/RON/7GN4005P.pdf
7GN4005P25 |  |  | Enclosed rotary cam switch 7GN series, ON-OFF switch 1 pole 40A in plastic enclosure 110X110mm with red/yellow handle | http://datasheet.lovatoelectric.com/Rotary_cam_switches/ENG/7GN4005P25.pdf | Commutatore a camme serie 7GN, interruttore 1 polo da 40A in cassetta plastica 110X110mm con maniglia giallo/rossa | http://datasheet.lovatoelectric.com/Rotary_cam_switches/ITA/7GN4005P25.pdf | Łącznik krzywkowy serii 7GN, rozłącznik, 1 pole, 40A, w obudowie 110x110mm i żółto/czerwonym pokrętłem | http://datasheet.lovatoelectric.com/Rotary_cam_switches/POL/7GN4005P25.pdf | Enclosed rotary cam switch 7GN series, ON-OFF switch 1 pole 40A in plastic enclosure 110X110mm with red/yellow handle | http://datasheet.lovatoelectric.com/Rotary_cam_switches/RON/7GN4005P25.pdf
7GN4005U |  |  | Rotary cam switch 7GN series, ON-OFF switch 1 pole 40A, for front mounting with black handle, front plate 65X65mm | http://datasheet.lovatoelectric.com/Rotary_cam_switches/ENG/7GN4005U.pdf | Commutatore a camme serie 7GN, interruttore 1 polo da 40A in esecuzione per montaggio frontale con maniglia nera, mostrina 65X65mm | http://datasheet.lovatoelectric.com/Rotary_cam_switches/ITA/7GN4005U.pdf | Łącznik krzywkowy serii 7GN, rozłącznik, 1 pole, 40A, do montażu tablicowego, z czarnym pokrętłem i tabliczką 65x65mm | http://datasheet.lovatoelectric.com/Rotary_cam_switches/POL/7GN4005U.pdf | Rotary cam switch 7GN series, ON-OFF switch 1 pole 40A, for front mounting with black handle, front plate 65X65mm | http://datasheet.lovatoelectric.com/Rotary_cam_switches/RON/7GN4005U.pdf
7GN4005U25 |  |  | Rotary cam switch 7GN series, ON-OFF switch 1 pole 40A, for front mounting with red/yellow handle padlockable in 0 and protection covers, front plate 65X65mm | http://datasheet.lovatoelectric.com/Rotary_cam_switches/ENG/7GN4005U25.pdf | Commutatore a camme serie 7GN, interruttore 1 polo da 40A in esecuzione per montaggio frontale con maniglia giallo/rossa lucchettabile in 0 e copriterminali, mostrina 65X65mm | http://datasheet.lovatoelectric.com/Rotary_cam_switches/ITA/7GN4005U25.pdf | Łącznik krzywkowy serii 7GN, rozłącznik, 1 pole, 40A, do montażu tablicowego, z żółto/czerwonym pokrętłem blokowanym w pozycji 0, osłonami zacisków i tabliczką 65x65mm | http://datasheet.lovatoelectric.com/Rotary_cam_switches/POL/7GN4005U25.pdf | Rotary cam switch 7GN series, ON-OFF switch 1 pole 40A, for front mounting with red/yellow handle padlockable in 0 and protection covers, front plate 65X65mm | http://datasheet.lovatoelectric.com/Rotary_cam_switches/RON/7GN4005U25.pdf
7GN4005U65 |  |  | Rotary cam switch 7GN series, ON-OFF switch 1 pole 40A, for front mounting with red/yellow handle padlockable in 0 and protection covers, front plate 65X65mm | http://datasheet.lovatoelectric.com/Rotary_cam_switches/ENG/7GN4005U65.pdf | Commutatore a camme serie 7GN, interruttore 1 polo da 40A in esecuzione per montaggio frontale con maniglia giallo/rossa lucchettabile in 0 e copriterminali, mostrina 65X65mm | http://datasheet.lovatoelectric.com/Rotary_cam_switches/ITA/7GN4005U65.pdf | Łącznik krzywkowy serii 7GN, rozłącznik, 1 pole, 40A, do montażu tablicowego, z żółto/czerwonym pokrętłem blokowanym w pozycji 0, osłonami zacisków i tabliczką 65x65mm | http://datasheet.lovatoelectric.com/Rotary_cam_switches/POL/7GN4005U65.pdf | Rotary cam switch 7GN series, ON-OFF switch 1 pole 40A, for front mounting with red/yellow handle padlockable in 0 and protection covers, front plate 65X65mm | http://datasheet.lovatoelectric.com/Rotary_cam_switches/RON/7GN4005U65.pdf
7GN4006O |  |  | Rotary cam switch 7GN series, ON-OFF switch 2 poles 40A, for rear mounting with black handle, front plate 65X65mm | http://datasheet.lovatoelectric.com/Rotary_cam_switches/ENG/7GN4006O.pdf | Commutatore a camme serie 7GN, interruttore 2 poli da 40A in esecuzione per montaggio a fondo quadro con maniglia nera, mostrina 65X65mm | http://datasheet.lovatoelectric.com/Rotary_cam_switches/ITA/7GN4006O.pdf | Łącznik krzywkowy serii 7GN, rozłącznik, 2 pola, 40A, do montażu wewnątrz szafy z czarnym pokrętłem i tabliczką 65x65mm | http://datasheet.lovatoelectric.com/Rotary_cam_switches/POL/7GN4006O.pdf | Rotary cam switch 7GN series, ON-OFF switch 2 poles 40A, for rear mounting with black handle, front plate 65X65mm | http://datasheet.lovatoelectric.com/Rotary_cam_switches/RON/7GN4006O.pdf
7GN4006O88 |  |  | Rotary cam switch 7GN series, ON-OFF switch 2 poles 40A, for rear mounting with red/yellow handle padlockable in 0, door coupling and protection covers, front plate 65X65mm | http://datasheet.lovatoelectric.com/Rotary_cam_switches/ENG/7GN4006O88.pdf | Commutatore a camme serie 7GN, interruttore 2 poli da 40A in esecuzione per montaggio a fondo quadro con maniglia giallo/rossa lucchettabile in 0 con funzione blocco porta e copriterminali, mostrina 65X65mm | http://datasheet.lovatoelectric.com/Rotary_cam_switches/ITA/7GN4006O88.pdf | Łącznik krzywkowy serii 7GN, rozłącznik, 2 pola, 40A, do montażu wewnątrz szafy, z żółto/czerwonym pokrętłem blokowanym w pozycji 0, trzpieniem, osłonami zacisków i tabliczką 65x65mm | http://datasheet.lovatoelectric.com/Rotary_cam_switches/POL/7GN4006O88.pdf | Rotary cam switch 7GN series, ON-OFF switch 2 poles 40A, for rear mounting with red/yellow handle padlockable in 0, door coupling and protection covers, front plate 65X65mm | http://datasheet.lovatoelectric.com/Rotary_cam_switches/RON/7GN4006O88.pdf
7GN4006O98 |  |  | Rotary cam switch 7GN series, ON-OFF switch 2 poles 40A, for rear mounting with red/yellow handle padlockable in 0, door coupling and protection covers, front plate 65X65mm | http://datasheet.lovatoelectric.com/Rotary_cam_switches/ENG/7GN4006O98.pdf | Commutatore a camme serie 7GN, interruttore 2 poli da 40A in esecuzione per montaggio a fondo quadro con maniglia giallo/rossa lucchettabile in 0 con funzione blocco porta e copriterminali, mostrina 65X65mm | http://datasheet.lovatoelectric.com/Rotary_cam_switches/ITA/7GN4006O98.pdf | Łącznik krzywkowy serii 7GN, rozłącznik, 2 pola, 40A, do montażu wewnątrz szafy, z żółto/czerwonym pokrętłem blokowanym w pozycji 0, trzpieniem, osłonami zacisków i tabliczką 65x65mm | http://datasheet.lovatoelectric.com/Rotary_cam_switches/POL/7GN4006O98.pdf | Rotary cam switch 7GN series, ON-OFF switch 2 poles 40A, for rear mounting with red/yellow handle padlockable in 0, door coupling and protection covers, front plate 65X65mm | http://datasheet.lovatoelectric.com/Rotary_cam_switches/RON/7GN4006O98.pdf
7GN4006P |  |  | Enclosed rotary cam switch 7GN series, ON-OFF switch 2 poles 40A in plastic enclosure 110X110mm with black handle | http://datasheet.lovatoelectric.com/Rotary_cam_switches/ENG/7GN4006P.pdf | Commutatore a camme serie 7GN, interruttore 2 poli da 40A in cassetta plastica 110X110mm con maniglia nera | http://datasheet.lovatoelectric.com/Rotary_cam_switches/ITA/7GN4006P.pdf | Łącznik krzywkowy serii 7GN, rozłącznik, 2 pola, 40A, w obudowie 110x110mm i czarnym pokrętłem | http://datasheet.lovatoelectric.com/Rotary_cam_switches/POL/7GN4006P.pdf | Enclosed rotary cam switch 7GN series, ON-OFF switch 2 poles 40A in plastic enclosure 110X110mm with black handle | http://datasheet.lovatoelectric.com/Rotary_cam_switches/RON/7GN4006P.pdf
7GN4006P25 |  |  | Enclosed rotary cam switch 7GN series, ON-OFF switch 2 poles 40A in plastic enclosure 110X110mm with red/yellow handle | http://datasheet.lovatoelectric.com/Rotary_cam_switches/ENG/7GN4006P25.pdf | Commutatore a camme serie 7GN, interruttore 2 poli da 40A in cassetta plastica 110X110mm con maniglia giallo/rossa | http://datasheet.lovatoelectric.com/Rotary_cam_switches/ITA/7GN4006P25.pdf | Łącznik krzywkowy serii 7GN, rozłącznik, 2 pola, 40A, w obudowie 110x110mm i żółto/czerwonym pokrętłem | http://datasheet.lovatoelectric.com/Rotary_cam_switches/POL/7GN4006P25.pdf | Enclosed rotary cam switch 7GN series, ON-OFF switch 2 poles 40A in plastic enclosure 110X110mm with red/yellow handle | http://datasheet.lovatoelectric.com/Rotary_cam_switches/RON/7GN4006P25.pdf
7GN4006U |  |  | Rotary cam switch 7GN series, ON-OFF switch 2 poles 40A, for front mounting with black handle, front plate 65X65mm | http://datasheet.lovatoelectric.com/Rotary_cam_switches/ENG/7GN4006U.pdf | Commutatore a camme serie 7GN, interruttore 2 poli da 40A in esecuzione per montaggio frontale con maniglia nera, mostrina 65X65mm | http://datasheet.lovatoelectric.com/Rotary_cam_switches/ITA/7GN4006U.pdf | Łącznik krzywkowy serii 7GN, rozłącznik, 2 pola, 40A, do montażu tablicowego, z czarnym pokrętłem i tabliczką 65x65mm | http://datasheet.lovatoelectric.com/Rotary_cam_switches/POL/7GN4006U.pdf | Rotary cam switch 7GN series, ON-OFF switch 2 poles 40A, for front mounting with black handle, front plate 65X65mm | http://datasheet.lovatoelectric.com/Rotary_cam_switches/RON/7GN4006U.pdf
7GN4006U25 |  |  | Rotary cam switch 7GN series, ON-OFF switch 2 poles 40A, for front mounting with red/yellow handle padlockable in 0 and protection covers, front plate 65X65mm | http://datasheet.lovatoelectric.com/Rotary_cam_switches/ENG/7GN4006U25.pdf | Commutatore a camme serie 7GN, interruttore 2 poli da 40A in esecuzione per montaggio frontale con maniglia giallo/rossa lucchettabile in 0 e copriterminali, mostrina 65X65mm | http://datasheet.lovatoelectric.com/Rotary_cam_switches/ITA/7GN4006U25.pdf | Łącznik krzywkowy serii 7GN, rozłącznik, 2 pola, 40A, do montażu tablicowego, z żółto/czerwonym pokrętłem blokowanym w pozycji 0, osłonami zacisków i tabliczką 65x65mm | http://datasheet.lovatoelectric.com/Rotary_cam_switches/POL/7GN4006U25.pdf | Rotary cam switch 7GN series, ON-OFF switch 2 poles 40A, for front mounting with red/yellow handle padlockable in 0 and protection covers, front plate 65X65mm | http://datasheet.lovatoelectric.com/Rotary_cam_switches/RON/7GN4006U25.pdf
7GN4006U65 |  |  | Rotary cam switch 7GN series, ON-OFF switch 2 poles 40A, for front mounting with red/yellow handle padlockable in 0 and protection covers, front plate 65X65mm | http://datasheet.lovatoelectric.com/Rotary_cam_switches/ENG/7GN4006U65.pdf | Commutatore a camme serie 7GN, interruttore 2 poli da 40A in esecuzione per montaggio frontale con maniglia giallo/rossa lucchettabile in 0 e copriterminali, mostrina 65X65mm | http://datasheet.lovatoelectric.com/Rotary_cam_switches/ITA/7GN4006U65.pdf | Łącznik krzywkowy serii 7GN, rozłącznik, 2 pola, 40A, do montażu tablicowego, z żółto/czerwonym pokrętłem blokowanym w pozycji 0, osłonami zacisków i tabliczką 65x65mm | http://datasheet.lovatoelectric.com/Rotary_cam_switches/POL/7GN4006U65.pdf | Rotary cam switch 7GN series, ON-OFF switch 2 poles 40A, for front mounting with red/yellow handle padlockable in 0 and protection covers, front plate 65X65mm | http://datasheet.lovatoelectric.com/Rotary_cam_switches/RON/7GN4006U65.pdf
7GN4007O |  |  | Rotary cam switch 7GN series, ON-OFF switch 3 poles 40A, for rear mounting with black handle, front plate 65X65mm | http://datasheet.lovatoelectric.com/Rotary_cam_switches/ENG/7GN4007O.pdf | Commutatore a camme serie 7GN, interruttore 3 poli da 40A in esecuzione per montaggio a fondo quadro con maniglia nera, mostrina 65X65mm | http://datasheet.lovatoelectric.com/Rotary_cam_switches/ITA/7GN4007O.pdf | Łącznik krzywkowy serii 7GN, rozłącznik, 3 pola, 40A, do montażu wewnątrz szafy z czarnym pokrętłem i tabliczką 65x65mm | http://datasheet.lovatoelectric.com/Rotary_cam_switches/POL/7GN4007O.pdf | Rotary cam switch 7GN series, ON-OFF switch 3 poles 40A, for rear mounting with black handle, front plate 65X65mm | http://datasheet.lovatoelectric.com/Rotary_cam_switches/RON/7GN4007O.pdf
7GN4007O88 |  |  | Rotary cam switch 7GN series, ON-OFF switch 3 poles 40A, for rear mounting with red/yellow handle padlockable in 0, door coupling and protection covers, front plate 65X65mm | http://datasheet.lovatoelectric.com/Rotary_cam_switches/ENG/7GN4007O88.pdf | Commutatore a camme serie 7GN, interruttore 3 poli da 40A in esecuzione per montaggio a fondo quadro con maniglia giallo/rossa lucchettabile in 0 con funzione blocco porta e copriterminali, mostrina 65X65mm | http://datasheet.lovatoelectric.com/Rotary_cam_switches/ITA/7GN4007O88.pdf | Łącznik krzywkowy serii 7GN, rozłącznik, 3 pola, 40A, do montażu wewnątrz szafy, z żółto/czerwonym pokrętłem blokowanym w pozycji 0, trzpieniem, osłonami zacisków i tabliczką 65x65mm | http://datasheet.lovatoelectric.com/Rotary_cam_switches/POL/7GN4007O88.pdf | Rotary cam switch 7GN series, ON-OFF switch 3 poles 40A, for rear mounting with red/yellow handle padlockable in 0, door coupling and protection covers, front plate 65X65mm | http://datasheet.lovatoelectric.com/Rotary_cam_switches/RON/7GN4007O88.pdf
7GN4007O98 |  |  | Rotary cam switch 7GN series, ON-OFF switch 3 poles 40A, for rear mounting with red/yellow handle padlockable in 0, door coupling and protection covers, front plate 65X65mm | http://datasheet.lovatoelectric.com/Rotary_cam_switches/ENG/7GN4007O98.pdf | Commutatore a camme serie 7GN, interruttore 3 poli da 40A in esecuzione per montaggio a fondo quadro con maniglia giallo/rossa lucchettabile in 0 con funzione blocco porta e copriterminali, mostrina 65X65mm | http://datasheet.lovatoelectric.com/Rotary_cam_switches/ITA/7GN4007O98.pdf | Łącznik krzywkowy serii 7GN, rozłącznik, 3 pola, 40A, do montażu wewnątrz szafy, z żółto/czerwonym pokrętłem blokowanym w pozycji 0, trzpieniem, osłonami zacisków i tabliczką 65x65mm | http://datasheet.lovatoelectric.com/Rotary_cam_switches/POL/7GN4007O98.pdf | Rotary cam switch 7GN series, ON-OFF switch 3 poles 40A, for rear mounting with red/yellow handle padlockable in 0, door coupling and protection covers, front plate 65X65mm | http://datasheet.lovatoelectric.com/Rotary_cam_switches/RON/7GN4007O98.pdf
7GN4007P |  |  | Enclosed rotary cam switch 7GN series, ON-OFF switch 3 poles 40A in plastic enclosure 110X110mm with black handle | http://datasheet.lovatoelectric.com/Rotary_cam_switches/ENG/7GN4007P.pdf | Commutatore a camme serie 7GN, interruttore 3 poli da 40A in cassetta plastica 110X110mm con maniglia nera | http://datasheet.lovatoelectric.com/Rotary_cam_switches/ITA/7GN4007P.pdf | Łącznik krzywkowy serii 7GN, rozłącznik, 3 pola, 40A, w obudowie 110x110mm i czarnym pokrętłem | http://datasheet.lovatoelectric.com/Rotary_cam_switches/POL/7GN4007P.pdf | Enclosed rotary cam switch 7GN series, ON-OFF switch 3 poles 40A in plastic enclosure 110X110mm with black handle | http://datasheet.lovatoelectric.com/Rotary_cam_switches/RON/7GN4007P.pdf
7GN4007P25 |  |  | Enclosed rotary cam switch 7GN series, ON-OFF switch 3 poles 40A in plastic enclosure 110X110mm with red/yellow handle | http://datasheet.lovatoelectric.com/Rotary_cam_switches/ENG/7GN4007P25.pdf | Commutatore a camme serie 7GN, interruttore 3 poli da 40A in cassetta plastica 110X110mm con maniglia giallo/rossa | http://datasheet.lovatoelectric.com/Rotary_cam_switches/ITA/7GN4007P25.pdf | Łącznik krzywkowy serii 7GN, rozłącznik, 3 pola, 40A, w obudowie 110x110mm i żółto/czerwonym pokrętłem | http://datasheet.lovatoelectric.com/Rotary_cam_switches/POL/7GN4007P25.pdf | Enclosed rotary cam switch 7GN series, ON-OFF switch 3 poles 40A in plastic enclosure 110X110mm with red/yellow handle | http://datasheet.lovatoelectric.com/Rotary_cam_switches/RON/7GN4007P25.pdf
7GN4007U |  |  | Rotary cam switch 7GN series, ON-OFF switch 3 poles 40A, for front mounting with black handle, front plate 65X65mm | http://datasheet.lovatoelectric.com/Rotary_cam_switches/ENG/7GN4007U.pdf | Commutatore a camme serie 7GN, interruttore 3 poli da 40A in esecuzione per montaggio frontale con maniglia nera, mostrina 65X65mm | http://datasheet.lovatoelectric.com/Rotary_cam_switches/ITA/7GN4007U.pdf | Łącznik krzywkowy serii 7GN, rozłącznik, 3 pola, 40A, do montażu tablicowego, z czarnym pokrętłem i tabliczką 65x65mm | http://datasheet.lovatoelectric.com/Rotary_cam_switches/POL/7GN4007U.pdf | Rotary cam switch 7GN series, ON-OFF switch 3 poles 40A, for front mounting with black handle, front plate 65X65mm | http://datasheet.lovatoelectric.com/Rotary_cam_switches/RON/7GN4007U.pdf
7GN4007U25 |  |  | Rotary cam switch 7GN series, ON-OFF switch 3 poles 40A, for front mounting with red/yellow handle padlockable in 0 and protection covers, front plate 65X65mm | http://datasheet.lovatoelectric.com/Rotary_cam_switches/ENG/7GN4007U25.pdf | Commutatore a camme serie 7GN, interruttore 3 poli da 40A in esecuzione per montaggio frontale con maniglia giallo/rossa lucchettabile in 0 e copriterminali, mostrina 65X65mm | http://datasheet.lovatoelectric.com/Rotary_cam_switches/ITA/7GN4007U25.pdf | Łącznik krzywkowy serii 7GN, rozłącznik, 3 pola, 40A, do montażu tablicowego, z żółto/czerwonym pokrętłem blokowanym w pozycji 0, osłonami zacisków i tabliczką 65x65mm | http://datasheet.lovatoelectric.com/Rotary_cam_switches/POL/7GN4007U25.pdf | Rotary cam switch 7GN series, ON-OFF switch 3 poles 40A, for front mounting with red/yellow handle padlockable in 0 and protection covers, front plate 65X65mm | http://datasheet.lovatoelectric.com/Rotary_cam_switches/RON/7GN4007U25.pdf
7GN4007U65 |  |  | Rotary cam switch 7GN series, ON-OFF switch 3 poles 40A, for front mounting with red/yellow handle padlockable in 0 and protection covers, front plate 65X65mm | http://datasheet.lovatoelectric.com/Rotary_cam_switches/ENG/7GN4007U65.pdf | Commutatore a camme serie 7GN, interruttore 3 poli da 40A in esecuzione per montaggio frontale con maniglia giallo/rossa lucchettabile in 0 e copriterminali, mostrina 65X65mm | http://datasheet.lovatoelectric.com/Rotary_cam_switches/ITA/7GN4007U65.pdf | Łącznik krzywkowy serii 7GN, rozłącznik, 3 pola, 40A, do montażu tablicowego, z żółto/czerwonym pokrętłem blokowanym w pozycji 0, osłonami zacisków i tabliczką 65x65mm | http://datasheet.lovatoelectric.com/Rotary_cam_switches/POL/7GN4007U65.pdf | Rotary cam switch 7GN series, ON-OFF switch 3 poles 40A, for front mounting with red/yellow handle padlockable in 0 and protection covers, front plate 65X65mm | http://datasheet.lovatoelectric.com/Rotary_cam_switches/RON/7GN4007U65.pdf
7GN4008O |  |  | Rotary cam switch 7GN series, ON-OFF switch 4 poles 40A, for rear mounting with black handle, front plate 65X65mm | http://datasheet.lovatoelectric.com/Rotary_cam_switches/ENG/7GN4008O.pdf | Commutatore a camme serie 7GN, interruttore 4 poli da 40A in esecuzione per montaggio a fondo quadro con maniglia nera, mostrina 65X65mm | http://datasheet.lovatoelectric.com/Rotary_cam_switches/ITA/7GN4008O.pdf | Łącznik krzywkowy serii 7GN, rozłącznik, 4 pola, 40A, do montażu wewnątrz szafy z czarnym pokrętłem i tabliczką 65x65mm | http://datasheet.lovatoelectric.com/Rotary_cam_switches/POL/7GN4008O.pdf | Rotary cam switch 7GN series, ON-OFF switch 4 poles 40A, for rear mounting with black handle, front plate 65X65mm | http://datasheet.lovatoelectric.com/Rotary_cam_switches/RON/7GN4008O.pdf
7GN4008O88 |  |  | Rotary cam switch 7GN series, ON-OFF switch 4 poles 40A, for rear mounting with red/yellow handle padlockable in 0, door coupling and protection covers, front plate 65X65mm | http://datasheet.lovatoelectric.com/Rotary_cam_switches/ENG/7GN4008O88.pdf | Commutatore a camme serie 7GN, interruttore 4 poli da 40A in esecuzione per montaggio a fondo quadro con maniglia giallo/rossa lucchettabile in 0 con funzione blocco porta e copriterminali, mostrina 65X65mm | http://datasheet.lovatoelectric.com/Rotary_cam_switches/ITA/7GN4008O88.pdf | Łącznik krzywkowy serii 7GN, rozłącznik, 4 pola, 40A, do montażu wewnątrz szafy, z żółto/czerwonym pokrętłem blokowanym w pozycji 0, trzpieniem, osłonami zacisków i tabliczką 65x65mm | http://datasheet.lovatoelectric.com/Rotary_cam_switches/POL/7GN4008O88.pdf | Rotary cam switch 7GN series, ON-OFF switch 4 poles 40A, for rear mounting with red/yellow handle padlockable in 0, door coupling and protection covers, front plate 65X65mm | http://datasheet.lovatoelectric.com/Rotary_cam_switches/RON/7GN4008O88.pdf
7GN4008O98 |  |  | Rotary cam switch 7GN series, ON-OFF switch 4 poles 40A, for rear mounting with red/yellow handle padlockable in 0, door coupling and protection covers, front plate 65X65mm | http://datasheet.lovatoelectric.com/Rotary_cam_switches/ENG/7GN4008O98.pdf | Commutatore a camme serie 7GN, interruttore 4 poli da 40A in esecuzione per montaggio a fondo quadro con maniglia giallo/rossa lucchettabile in 0 con funzione blocco porta e copriterminali, mostrina 65X65mm | http://datasheet.lovatoelectric.com/Rotary_cam_switches/ITA/7GN4008O98.pdf | Łącznik krzywkowy serii 7GN, rozłącznik, 4 pola, 40A, do montażu wewnątrz szafy, z żółto/czerwonym pokrętłem blokowanym w pozycji 0, trzpieniem, osłonami zacisków i tabliczką 65x65mm | http://datasheet.lovatoelectric.com/Rotary_cam_switches/POL/7GN4008O98.pdf | Rotary cam switch 7GN series, ON-OFF switch 4 poles 40A, for rear mounting with red/yellow handle padlockable in 0, door coupling and protection covers, front plate 65X65mm | http://datasheet.lovatoelectric.com/Rotary_cam_switches/RON/7GN4008O98.pdf
7GN4008P |  |  | Enclosed rotary cam switch 7GN series, ON-OFF switch 4 poles 40A in plastic enclosure 110X110mm with black handle | http://datasheet.lovatoelectric.com/Rotary_cam_switches/ENG/7GN4008P.pdf | Commutatore a camme serie 7GN, interruttore 4 poli da 40A in cassetta plastica 110X110mm con maniglia nera | http://datasheet.lovatoelectric.com/Rotary_cam_switches/ITA/7GN4008P.pdf | Łącznik krzywkowy serii 7GN, rozłącznik, 4 pola, 40A, w obudowie 110x110mm i czarnym pokrętłem | http://datasheet.lovatoelectric.com/Rotary_cam_switches/POL/7GN4008P.pdf | Enclosed rotary cam switch 7GN series, ON-OFF switch 4 poles 40A in plastic enclosure 110X110mm with black handle | http://datasheet.lovatoelectric.com/Rotary_cam_switches/RON/7GN4008P.pdf
7GN4008P25 |  |  | Enclosed rotary cam switch 7GN series, ON-OFF switch 4 poles 40A in plastic enclosure 110X110mm with red/yellow handle | http://datasheet.lovatoelectric.com/Rotary_cam_switches/ENG/7GN4008P25.pdf | Commutatore a camme serie 7GN, interruttore 4 poli da 40A in cassetta plastica 110X110mm con maniglia giallo/rossa | http://datasheet.lovatoelectric.com/Rotary_cam_switches/ITA/7GN4008P25.pdf | Łącznik krzywkowy serii 7GN, rozłącznik, 4 pola, 40A, w obudowie 110x110mm i żółto/czerwonym pokrętłem | http://datasheet.lovatoelectric.com/Rotary_cam_switches/POL/7GN4008P25.pdf | Enclosed rotary cam switch 7GN series, ON-OFF switch 4 poles 40A in plastic enclosure 110X110mm with red/yellow handle | http://datasheet.lovatoelectric.com/Rotary_cam_switches/RON/7GN4008P25.pdf
7GN4008U |  |  | Rotary cam switch 7GN series, ON-OFF switch 4 poles 40A, for front mounting with black handle, front plate 65X65mm | http://datasheet.lovatoelectric.com/Rotary_cam_switches/ENG/7GN4008U.pdf | Commutatore a camme serie 7GN, interruttore 4 poli da 40A in esecuzione per montaggio frontale con maniglia nera, mostrina 65X65mm | http://datasheet.lovatoelectric.com/Rotary_cam_switches/ITA/7GN4008U.pdf | Łącznik krzywkowy serii 7GN, rozłącznik, 4 pola, 40A, do montażu tablicowego, z czarnym pokrętłem i tabliczką 65x65mm | http://datasheet.lovatoelectric.com/Rotary_cam_switches/POL/7GN4008U.pdf | Rotary cam switch 7GN series, ON-OFF switch 4 poles 40A, for front mounting with black handle, front plate 65X65mm | http://datasheet.lovatoelectric.com/Rotary_cam_switches/RON/7GN4008U.pdf
7GN4008U25 |  |  | Rotary cam switch 7GN series, ON-OFF switch 4 poles 40A, for front mounting with red/yellow handle padlockable in 0 and protection covers, front plate 65X65mm | http://datasheet.lovatoelectric.com/Rotary_cam_switches/ENG/7GN4008U25.pdf | Commutatore a camme serie 7GN, interruttore 4 poli da 40A in esecuzione per montaggio frontale con maniglia giallo/rossa lucchettabile in 0 e copriterminali, mostrina 65X65mm | http://datasheet.lovatoelectric.com/Rotary_cam_switches/ITA/7GN4008U25.pdf | Łącznik krzywkowy serii 7GN, rozłącznik, 4 pola, 40A, do montażu tablicowego, z żółto/czerwonym pokrętłem blokowanym w pozycji 0, osłonami zacisków i tabliczką 65x65mm | http://datasheet.lovatoelectric.com/Rotary_cam_switches/POL/7GN4008U25.pdf | Rotary cam switch 7GN series, ON-OFF switch 4 poles 40A, for front mounting with red/yellow handle padlockable in 0 and protection covers, front plate 65X65mm | http://datasheet.lovatoelectric.com/Rotary_cam_switches/RON/7GN4008U25.pdf
7GN4008U65 |  |  | Rotary cam switch 7GN series, ON-OFF switch 4 poles 40A, for front mounting with red/yellow handle padlockable in 0 and protection covers, front plate 65X65mm | http://datasheet.lovatoelectric.com/Rotary_cam_switches/ENG/7GN4008U65.pdf | Commutatore a camme serie 7GN, interruttore 4 poli da 40A in esecuzione per montaggio frontale con maniglia giallo/rossa lucchettabile in 0 e copriterminali, mostrina 65X65mm | http://datasheet.lovatoelectric.com/Rotary_cam_switches/ITA/7GN4008U65.pdf | Łącznik krzywkowy serii 7GN, rozłącznik, 4 pola, 40A, do montażu tablicowego, z żółto/czerwonym pokrętłem blokowanym w pozycji 0, osłonami zacisków i tabliczką 65x65mm | http://datasheet.lovatoelectric.com/Rotary_cam_switches/POL/7GN4008U65.pdf | Rotary cam switch 7GN series, ON-OFF switch 4 poles 40A, for front mounting with red/yellow handle padlockable in 0 and protection covers, front plate 65X65mm | http://datasheet.lovatoelectric.com/Rotary_cam_switches/RON/7GN4008U65.pdf
7GN40107O |  |  | Rotary cam switch 7GN series, multi-step 0-1-2, 1 pole 40A, for rear mounting with black handle, front plate 65X65mm | http://datasheet.lovatoelectric.com/Rotary_cam_switches/ENG/7GN40107O.pdf | Commutatore a camme serie 7GN, multivia 0-1-2 1 polo da 40A in esecuzione per montaggio a fondo quadro con maniglia nera, mostrina 65X65mm | http://datasheet.lovatoelectric.com/Rotary_cam_switches/ITA/7GN40107O.pdf | Łącznik krzywkowy serii 7GN, wielopozycyjny 0-1-2, 1 pole, 40A, do montażu wewnątrz szafy z czarnym pokrętłem i tabliczką 65x65mm | http://datasheet.lovatoelectric.com/Rotary_cam_switches/POL/7GN40107O.pdf | Rotary cam switch 7GN series, multi-step 0-1-2, 1 pole 40A, for rear mounting with black handle, front plate 65X65mm | http://datasheet.lovatoelectric.com/Rotary_cam_switches/RON/7GN40107O.pdf
7GN40107P |  |  | Enclosed rotary cam switch 7GN series, multi-step 0-1-2, 1 pole 40A in plastic enclosure 110X110mm with black handle | http://datasheet.lovatoelectric.com/Rotary_cam_switches/ENG/7GN40107P.pdf | Commutatore a camme serie 7GN, multivia 0-1-2 1 polo da 40A in cassetta plastica 110X110mm con maniglia nera | http://datasheet.lovatoelectric.com/Rotary_cam_switches/ITA/7GN40107P.pdf | Łącznik krzywkowy serii 7GN, wielopozycyjny 0-1-2, 1 pole, 40A, w obudowie 110x110mm i czarnym pokrętłem | http://datasheet.lovatoelectric.com/Rotary_cam_switches/POL/7GN40107P.pdf | Enclosed rotary cam switch 7GN series, multi-step 0-1-2, 1 pole 40A in plastic enclosure 110X110mm with black handle | http://datasheet.lovatoelectric.com/Rotary_cam_switches/RON/7GN40107P.pdf
7GN40107U |  |  | Rotary cam switch 7GN series, multi-step 0-1-2, 1 pole 40A, for front mounting with black handle, front plate 65X65mm | http://datasheet.lovatoelectric.com/Rotary_cam_switches/ENG/7GN40107U.pdf | Commutatore a camme serie 7GN, multivia 0-1-2 1 polo da 40A in esecuzione per montaggio frontale con maniglia nera, mostrina 65X65mm | http://datasheet.lovatoelectric.com/Rotary_cam_switches/ITA/7GN40107U.pdf | Łącznik krzywkowy serii 7GN, wielopozycyjny 0-1-2, 1 pole, 40A, do montażu tablicowego, z czarnym pokrętłem i tabliczką 65x65mm | http://datasheet.lovatoelectric.com/Rotary_cam_switches/POL/7GN40107U.pdf | Rotary cam switch 7GN series, multi-step 0-1-2, 1 pole 40A, for front mounting with black handle, front plate 65X65mm | http://datasheet.lovatoelectric.com/Rotary_cam_switches/RON/7GN40107U.pdf
7GN40108O |  |  | Rotary cam switch 7GN series, multi-step 0-1-2-3, 1 pole 40A, for rear mounting with black handle, front plate 65X65mm | http://datasheet.lovatoelectric.com/Rotary_cam_switches/ENG/7GN40108O.pdf | Commutatore a camme serie 7GN, multivia 0-1-2-3 1 polo da 40A in esecuzione per montaggio a fondo quadro con maniglia nera, mostrina 65X65mm | http://datasheet.lovatoelectric.com/Rotary_cam_switches/ITA/7GN40108O.pdf | Łącznik krzywkowy serii 7GN, wielopozycyjny 0-1-2-3, 1 pole, 40A, do montażu wewnątrz szafy z czarnym pokrętłem i tabliczką 65x65mm | http://datasheet.lovatoelectric.com/Rotary_cam_switches/POL/7GN40108O.pdf | Rotary cam switch 7GN series, multi-step 0-1-2-3, 1 pole 40A, for rear mounting with black handle, front plate 65X65mm | http://datasheet.lovatoelectric.com/Rotary_cam_switches/RON/7GN40108O.pdf
7GN40108P |  |  | Enclosed rotary cam switch 7GN series, multi-step 0-1-2-3, 1 pole 40A in plastic enclosure 110X110mm with black handle | http://datasheet.lovatoelectric.com/Rotary_cam_switches/ENG/7GN40108P.pdf | Commutatore a camme serie 7GN, multivia 0-1-2-3 1 polo da 40A in cassetta plastica 110X110mm con maniglia nera | http://datasheet.lovatoelectric.com/Rotary_cam_switches/ITA/7GN40108P.pdf | Łącznik krzywkowy serii 7GN, wielopozycyjny 0-1-2-3, 1 pole, 40A, w obudowie 110x110mm i czarnym pokrętłem | http://datasheet.lovatoelectric.com/Rotary_cam_switches/POL/7GN40108P.pdf | Enclosed rotary cam switch 7GN series, multi-step 0-1-2-3, 1 pole 40A in plastic enclosure 110X110mm with black handle | http://datasheet.lovatoelectric.com/Rotary_cam_switches/RON/7GN40108P.pdf
7GN40108U |  |  | Rotary cam switch 7GN series, multi-step 0-1-2-3, 1 pole 40A, for front mounting with black handle, front plate 65X65mm | http://datasheet.lovatoelectric.com/Rotary_cam_switches/ENG/7GN40108U.pdf | Commutatore a camme serie 7GN, multivia 0-1-2-3 1 polo da 40A in esecuzione per montaggio frontale con maniglia nera, mostrina 65X65mm | http://datasheet.lovatoelectric.com/Rotary_cam_switches/ITA/7GN40108U.pdf | Łącznik krzywkowy serii 7GN, wielopozycyjny 0-1-2-3, 1 pole, 40A, do montażu tablicowego, z czarnym pokrętłem i tabliczką 65x65mm | http://datasheet.lovatoelectric.com/Rotary_cam_switches/POL/7GN40108U.pdf | Rotary cam switch 7GN series, multi-step 0-1-2-3, 1 pole 40A, for front mounting with black handle, front plate 65X65mm | http://datasheet.lovatoelectric.com/Rotary_cam_switches/RON/7GN40108U.pdf
7GN40109O |  |  | Rotary cam switch 7GN series, multi-step 0-1-2-3-4, 1 pole 40A, for rear mounting with black handle, front plate 65X65mm | http://datasheet.lovatoelectric.com/Rotary_cam_switches/ENG/7GN40109O.pdf | Commutatore a camme serie 7GN, multivia 0-1-2-3-4 1 polo da 40A in esecuzione per montaggio a fondo quadro con maniglia nera, mostrina 65X65mm | http://datasheet.lovatoelectric.com/Rotary_cam_switches/ITA/7GN40109O.pdf | Łącznik krzywkowy serii 7GN, wielopozycyjny 0-1-2-3-4, 1 pole, 40A, do montażu wewnątrz szafy z czarnym pokrętłem i tabliczką 65x65mm | http://datasheet.lovatoelectric.com/Rotary_cam_switches/POL/7GN40109O.pdf | Rotary cam switch 7GN series, multi-step 0-1-2-3-4, 1 pole 40A, for rear mounting with black handle, front plate 65X65mm | http://datasheet.lovatoelectric.com/Rotary_cam_switches/RON/7GN40109O.pdf
7GN40109P |  |  | Enclosed rotary cam switch 7GN series, multi-step 0-1-2-3-4, 1 pole 40A in plastic enclosure 110X110mm with black handle | http://datasheet.lovatoelectric.com/Rotary_cam_switches/ENG/7GN40109P.pdf | Commutatore a camme serie 7GN, multivia 0-1-2-3-4 1 polo da 40A in cassetta plastica 110X110mm con maniglia nera | http://datasheet.lovatoelectric.com/Rotary_cam_switches/ITA/7GN40109P.pdf | Łącznik krzywkowy serii 7GN, wielopozycyjny 0-1-2-3-4, 1 pole, 40A, w obudowie 110x110mm i czarnym pokrętłem | http://datasheet.lovatoelectric.com/Rotary_cam_switches/POL/7GN40109P.pdf | Enclosed rotary cam switch 7GN series, multi-step 0-1-2-3-4, 1 pole 40A in plastic enclosure 110X110mm with black handle | http://datasheet.lovatoelectric.com/Rotary_cam_switches/RON/7GN40109P.pdf
7GN40109U |  |  | Rotary cam switch 7GN series, multi-step 0-1-2-3-4, 1 pole 40A, for front mounting with black handle, front plate 65X65mm | http://datasheet.lovatoelectric.com/Rotary_cam_switches/ENG/7GN40109U.pdf | Commutatore a camme serie 7GN, multivia 0-1-2-3-4 1 polo da 40A in esecuzione per montaggio frontale con maniglia nera, mostrina 65X65mm | http://datasheet.lovatoelectric.com/Rotary_cam_switches/ITA/7GN40109U.pdf | Łącznik krzywkowy serii 7GN, wielopozycyjny 0-1-2-3-4, 1 pole, 40A, do montażu tablicowego, z czarnym pokrętłem i tabliczką 65x65mm | http://datasheet.lovatoelectric.com/Rotary_cam_switches/POL/7GN40109U.pdf | Rotary cam switch 7GN series, multi-step 0-1-2-3-4, 1 pole 40A, for front mounting with black handle, front plate 65X65mm | http://datasheet.lovatoelectric.com/Rotary_cam_switches/RON/7GN40109U.pdf
7GN4010O | 7GN4010O.jpg | http://datasheet.lovatoelectric.com/Rotary_cam_switches/products_images/7GN4010O.jpg | Rotary cam switch 7GN series, ON-OFF switch 3 poles 40A, for rear mounting with black handle, front plate 65X65mm | http://datasheet.lovatoelectric.com/Rotary_cam_switches/ENG/7GN4010O.pdf | Commutatore a camme serie 7GN, interruttore 3 poli da 40A in esecuzione per montaggio a fondo quadro con maniglia nera, mostrina 65X65mm | http://datasheet.lovatoelectric.com/Rotary_cam_switches/ITA/7GN4010O.pdf | Łącznik krzywkowy serii 7GN, rozłącznik, 3 pola, 40A, do montażu wewnątrz szafy z czarnym pokrętłem i tabliczką 65x65mm | http://datasheet.lovatoelectric.com/Rotary_cam_switches/POL/7GN4010O.pdf | Rotary cam switch 7GN series, ON-OFF switch 3 poles 40A, for rear mounting with black handle, front plate 65X65mm | http://datasheet.lovatoelectric.com/Rotary_cam_switches/RON/7GN4010O.pdf
7GN4010O88 | 7GN4010O88.jpg | http://datasheet.lovatoelectric.com/Rotary_cam_switches/products_images/7GN4010O88.jpg | Rotary cam switch 7GN series, ON-OFF switch 3 poles 40A, for rear mounting with red/yellow handle padlockable in 0, door coupling and protection covers, front plate 65X65mm | http://datasheet.lovatoelectric.com/Rotary_cam_switches/ENG/7GN4010O88.pdf | Commutatore a camme serie 7GN, interruttore 3 poli da 40A in esecuzione per montaggio a fondo quadro con maniglia giallo/rossa lucchettabile in 0 con funzione blocco porta e copriterminali, mostrina 65X65mm | http://datasheet.lovatoelectric.com/Rotary_cam_switches/ITA/7GN4010O88.pdf | Łącznik krzywkowy serii 7GN, rozłącznik, 3 pola, 40A, do montażu wewnątrz szafy, z żółto/czerwonym pokrętłem blokowanym w pozycji 0, trzpieniem, osłonami zacisków i tabliczką 65x65mm | http://datasheet.lovatoelectric.com/Rotary_cam_switches/POL/7GN4010O88.pdf | Rotary cam switch 7GN series, ON-OFF switch 3 poles 40A, for rear mounting with red/yellow handle padlockable in 0, door coupling and protection covers, front plate 65X65mm | http://datasheet.lovatoelectric.com/Rotary_cam_switches/RON/7GN4010O88.pdf
7GN4010O98 | 7GN4010O98.jpg | http://datasheet.lovatoelectric.com/Rotary_cam_switches/products_images/7GN4010O98.jpg | Rotary cam switch 7GN series, ON-OFF switch 3 poles 40A, for rear mounting with red/yellow handle padlockable in 0, door coupling and protection covers, front plate 65X65mm | http://datasheet.lovatoelectric.com/Rotary_cam_switches/ENG/7GN4010O98.pdf | Commutatore a camme serie 7GN, interruttore 3 poli da 40A in esecuzione per montaggio a fondo quadro con maniglia giallo/rossa lucchettabile in 0 con funzione blocco porta e copriterminali, mostrina 65X65mm | http://datasheet.lovatoelectric.com/Rotary_cam_switches/ITA/7GN4010O98.pdf | Łącznik krzywkowy serii 7GN, rozłącznik, 3 pola, 40A, do montażu wewnątrz szafy, z żółto/czerwonym pokrętłem blokowanym w pozycji 0, trzpieniem, osłonami zacisków i tabliczką 65x65mm | http://datasheet.lovatoelectric.com/Rotary_cam_switches/POL/7GN4010O98.pdf | Rotary cam switch 7GN series, ON-OFF switch 3 poles 40A, for rear mounting with red/yellow handle padlockable in 0, door coupling and protection covers, front plate 65X65mm | http://datasheet.lovatoelectric.com/Rotary_cam_switches/RON/7GN4010O98.pdf
7GN4010P | 7GN4010P.jpg | http://datasheet.lovatoelectric.com/Rotary_cam_switches/products_images/7GN4010P.jpg | Enclosed rotary cam switch 7GN series, ON-OFF switch 3 poles 40A in plastic enclosure 110X110mm with black handle | http://datasheet.lovatoelectric.com/Rotary_cam_switches/ENG/7GN4010P.pdf | Commutatore a camme serie 7GN, interruttore 3 poli da 40A in cassetta plastica 110X110mm con maniglia nera | http://datasheet.lovatoelectric.com/Rotary_cam_switches/ITA/7GN4010P.pdf | Łącznik krzywkowy serii 7GN, rozłącznik, 3 pola, 40A, w obudowie 110x110mm i czarnym pokrętłem | http://datasheet.lovatoelectric.com/Rotary_cam_switches/POL/7GN4010P.pdf | Enclosed rotary cam switch 7GN series, ON-OFF switch 3 poles 40A in plastic enclosure 110X110mm with black handle | http://datasheet.lovatoelectric.com/Rotary_cam_switches/RON/7GN4010P.pdf
7GN4010P25 | 7GN4010P25.jpg | http://datasheet.lovatoelectric.com/Rotary_cam_switches/products_images/7GN4010P25.jpg | Enclosed rotary cam switch 7GN series, ON-OFF switch 1 pole 40A in plastic enclosure 110X110mm with red/yellow handle | http://datasheet.lovatoelectric.com/Rotary_cam_switches/ENG/7GN4010P25.pdf | Commutatore a camme serie 7GN, interruttore 3 poli da 40A in cassetta plastica 110X110mm con maniglia giallo/rossa | http://datasheet.lovatoelectric.com/Rotary_cam_switches/ITA/7GN4010P25.pdf | Łącznik krzywkowy serii 7GN, rozłącznik, 1 pole, 40A, w obudowie 110x110mm i żółto/czerwonym pokrętłem | http://datasheet.lovatoelectric.com/Rotary_cam_switches/POL/7GN4010P25.pdf | Enclosed rotary cam switch 7GN series, ON-OFF switch 1 pole 40A in plastic enclosure 110X110mm with red/yellow handle | http://datasheet.lovatoelectric.com/Rotary_cam_switches/RON/7GN4010P25.pdf
7GN4010U | 7GN4010U.jpg | http://datasheet.lovatoelectric.com/Rotary_cam_switches/products_images/7GN4010U.jpg | Rotary cam switch 7GN series, ON-OFF switch 3 poles 40A, for front mounting with black handle, front plate 65X65mm | http://datasheet.lovatoelectric.com/Rotary_cam_switches/ENG/7GN4010U.pdf | Commutatore a camme serie 7GN, interruttore 3 poli da 40A in esecuzione per montaggio frontale con maniglia nera, mostrina 65X65mm | http://datasheet.lovatoelectric.com/Rotary_cam_switches/ITA/7GN4010U.pdf | Łącznik krzywkowy serii 7GN, rozłącznik, 3 pola, 40A, do montażu tablicowego, z czarnym pokrętłem i tabliczką 65x65mm | http://datasheet.lovatoelectric.com/Rotary_cam_switches/POL/7GN4010U.pdf | Rotary cam switch 7GN series, ON-OFF switch 3 poles 40A, for front mounting with black handle, front plate 65X65mm | http://datasheet.lovatoelectric.com/Rotary_cam_switches/RON/7GN4010U.pdf
7GN4010U25 | 7GN4010U25.jpg | http://datasheet.lovatoelectric.com/Rotary_cam_switches/products_images/7GN4010U25.jpg | Rotary cam switch 7GN series, ON-OFF switch 3 poles 40A, for front mounting with red/yellow handle padlockable in 0 and protection covers, front plate 65X65mm | http://datasheet.lovatoelectric.com/Rotary_cam_switches/ENG/7GN4010U25.pdf | Commutatore a camme serie 7GN, interruttore 3 poli da 40A in esecuzione per montaggio frontale con maniglia giallo/rossa lucchettabile in 0 e copriterminali, mostrina 65X65mm | http://datasheet.lovatoelectric.com/Rotary_cam_switches/ITA/7GN4010U25.pdf | Łącznik krzywkowy serii 7GN, rozłącznik, 3 pola, 40A, do montażu tablicowego, z żółto/czerwonym pokrętłem blokowanym w pozycji 0, osłonami zacisków i tabliczką 65x65mm | http://datasheet.lovatoelectric.com/Rotary_cam_switches/POL/7GN4010U25.pdf | Rotary cam switch 7GN series, ON-OFF switch 3 poles 40A, for front mounting with red/yellow handle padlockable in 0 and protection covers, front plate 65X65mm | http://datasheet.lovatoelectric.com/Rotary_cam_switches/RON/7GN4010U25.pdf
7GN4010U65 | 7GN4010U65.jpg | http://datasheet.lovatoelectric.com/Rotary_cam_switches/products_images/7GN4010U65.jpg | Rotary cam switch 7GN series, ON-OFF switch 3 poles 40A, for front mounting with red/yellow handle padlockable in 0 and protection covers, front plate 65X65mm | http://datasheet.lovatoelectric.com/Rotary_cam_switches/ENG/7GN4010U65.pdf | Commutatore a camme serie 7GN, interruttore 3 poli da 40A in esecuzione per montaggio frontale con maniglia giallo/rossa lucchettabile in 0 e copriterminali, mostrina 65X65mm | http://datasheet.lovatoelectric.com/Rotary_cam_switches/ITA/7GN4010U65.pdf | Łącznik krzywkowy serii 7GN, rozłącznik, 3 pola, 40A, do montażu tablicowego, z żółto/czerwonym pokrętłem blokowanym w pozycji 0, osłonami zacisków i tabliczką 65x65mm | http://datasheet.lovatoelectric.com/Rotary_cam_switches/POL/7GN4010U65.pdf | Rotary cam switch 7GN series, ON-OFF switch 3 poles 40A, for front mounting with red/yellow handle padlockable in 0 and protection covers, front plate 65X65mm | http://datasheet.lovatoelectric.com/Rotary_cam_switches/RON/7GN4010U65.pdf
7GN40110O |  |  | Rotary cam switch 7GN series, multi-step 0-1-2-3-4-5, 1 pole 40A, for rear mounting with black handle, front plate 65X65mm | http://datasheet.lovatoelectric.com/Rotary_cam_switches/ENG/7GN40110O.pdf | Commutatore a camme serie 7GN, multivia 0-1-2-3-4-5 1 polo da 40A in esecuzione per montaggio a fondo quadro con maniglia nera, mostrina 65X65mm | http://datasheet.lovatoelectric.com/Rotary_cam_switches/ITA/7GN40110O.pdf | Łącznik krzywkowy serii 7GN, wielopozycyjny 0-1-2-3-4-5, 1 pole, 40A, do montażu wewnątrz szafy z czarnym pokrętłem i tabliczką 65x65mm | http://datasheet.lovatoelectric.com/Rotary_cam_switches/POL/7GN40110O.pdf | Rotary cam switch 7GN series, multi-step 0-1-2-3-4-5, 1 pole 40A, for rear mounting with black handle, front plate 65X65mm | http://datasheet.lovatoelectric.com/Rotary_cam_switches/RON/7GN40110O.pdf
7GN40110P |  |  | Enclosed rotary cam switch 7GN series, multi-step 0-1-2-3-4-5, 1 pole 40A in plastic enclosure 110X110mm with black handle | http://datasheet.lovatoelectric.com/Rotary_cam_switches/ENG/7GN40110P.pdf | Commutatore a camme serie 7GN, multivia 0-1-2-3-4-5 1 polo da 40A in cassetta plastica 110X110mm con maniglia nera | http://datasheet.lovatoelectric.com/Rotary_cam_switches/ITA/7GN40110P.pdf | Łącznik krzywkowy serii 7GN, wielopozycyjny 0-1-2-3-4-5, 1 pole, 40A, w obudowie 110x110mm i czarnym pokrętłem | http://datasheet.lovatoelectric.com/Rotary_cam_switches/POL/7GN40110P.pdf | Enclosed rotary cam switch 7GN series, multi-step 0-1-2-3-4-5, 1 pole 40A in plastic enclosure 110X110mm with black handle | http://datasheet.lovatoelectric.com/Rotary_cam_switches/RON/7GN40110P.pdf
7GN40110U |  |  | Rotary cam switch 7GN series, multi-step 0-1-2-3-4-5, 1 pole 40A, for front mounting with black handle, front plate 65X65mm | http://datasheet.lovatoelectric.com/Rotary_cam_switches/ENG/7GN40110U.pdf | Commutatore a camme serie 7GN, multivia 0-1-2-3-4-5 1 polo da 40A in esecuzione per montaggio frontale con maniglia nera, mostrina 65X65mm | http://datasheet.lovatoelectric.com/Rotary_cam_switches/ITA/7GN40110U.pdf | Łącznik krzywkowy serii 7GN, wielopozycyjny 0-1-2-3-4-5, 1 pole, 40A, do montażu tablicowego, z czarnym pokrętłem i tabliczką 65x65mm | http://datasheet.lovatoelectric.com/Rotary_cam_switches/POL/7GN40110U.pdf | Rotary cam switch 7GN series, multi-step 0-1-2-3-4-5, 1 pole 40A, for front mounting with black handle, front plate 65X65mm | http://datasheet.lovatoelectric.com/Rotary_cam_switches/RON/7GN40110U.pdf
7GN4011O |  |  | Rotary cam switch 7GN series, 3-phase motor reversing switch 40A, for rear mounting with black handle, front plate 65X65mm | http://datasheet.lovatoelectric.com/Rotary_cam_switches/ENG/7GN4011O.pdf | Commutatore a camme serie 7GN, invertitore di marcia trifase da 40A in esecuzione per montaggio a fondo quadro con maniglia nera, mostrina 65X65mm | http://datasheet.lovatoelectric.com/Rotary_cam_switches/ITA/7GN4011O.pdf | Łącznik krzywkowy serii 7GN, przełącznik zmiany kierunku obrotów silnika 3 fazowego, 40A, do montażu wewnątrz szafy z czarnym pokrętłem i tabliczką 65x65mm | http://datasheet.lovatoelectric.com/Rotary_cam_switches/POL/7GN4011O.pdf | Rotary cam switch 7GN series, 3-phase motor reversing switch 40A, for rear mounting with black handle, front plate 65X65mm | http://datasheet.lovatoelectric.com/Rotary_cam_switches/RON/7GN4011O.pdf
7GN4011O98 |  |  |  | http://datasheet.lovatoelectric.com/Rotary_cam_switches/ENG/7GN4011O98.pdf |  | http://datasheet.lovatoelectric.com/Rotary_cam_switches/ITA/7GN4011O98.pdf |  | http://datasheet.lovatoelectric.com/Rotary_cam_switches/POL/7GN4011O98.pdf |  | http://datasheet.lovatoelectric.com/Rotary_cam_switches/RON/7GN4011O98.pdf
7GN4011P |  |  | Enclosed rotary cam switch 7GN series, 3-phase motor reversing switch 40A in plastic enclosure 110X110mm with black handle | http://datasheet.lovatoelectric.com/Rotary_cam_switches/ENG/7GN4011P.pdf | Commutatore a camme serie 7GN, invertitore di marcia trifase da 40A in cassetta plastica 110X110mm con maniglia nera | http://datasheet.lovatoelectric.com/Rotary_cam_switches/ITA/7GN4011P.pdf | Łącznik krzywkowy serii 7GN, przełącznik zmiany kierunku obrotów silnika 3 fazowego, 40A, w obudowie 110x110mm i czarnym pokrętłem | http://datasheet.lovatoelectric.com/Rotary_cam_switches/POL/7GN4011P.pdf | Enclosed rotary cam switch 7GN series, 3-phase motor reversing switch 40A in plastic enclosure 110X110mm with black handle | http://datasheet.lovatoelectric.com/Rotary_cam_switches/RON/7GN4011P.pdf
7GN4011P25 |  |  | Enclosed rotary cam switch 7GN series, 3-phase motor reversing switch 40A in plastic enclosure 110X110mm with red/yellow handle | http://datasheet.lovatoelectric.com/Rotary_cam_switches/ENG/7GN4011P25.pdf | Commutatore a camme serie 7GN, invertitore di marcia trifase da 40A in cassetta plastica 110X110mm con maniglia giallo/rossa | http://datasheet.lovatoelectric.com/Rotary_cam_switches/ITA/7GN4011P25.pdf | Łącznik krzywkowy serii 7GN, przełącznik zmiany kierunku obrotów silnika 3 fazowego, 40A, w obudowie 110x110mm i żółto/czerwonym pokrętłem | http://datasheet.lovatoelectric.com/Rotary_cam_switches/POL/7GN4011P25.pdf | Enclosed rotary cam switch 7GN series, 3-phase motor reversing switch 40A in plastic enclosure 110X110mm with red/yellow handle | http://datasheet.lovatoelectric.com/Rotary_cam_switches/RON/7GN4011P25.pdf
7GN4011U |  |  | Rotary cam switch 7GN series, 3-phase motor reversing switch 40A, for front mounting with black handle, front plate 65X65mm | http://datasheet.lovatoelectric.com/Rotary_cam_switches/ENG/7GN4011U.pdf | Commutatore a camme serie 7GN, invertitore di marcia trifase da 40A in esecuzione per montaggio frontale con maniglia nera, mostrina 65X65mm | http://datasheet.lovatoelectric.com/Rotary_cam_switches/ITA/7GN4011U.pdf | Łącznik krzywkowy serii 7GN, przełącznik zmiany kierunku obrotów silnika 3 fazowego, 40A, do montażu tablicowego, z czarnym pokrętłem i tabliczką 65x65mm | http://datasheet.lovatoelectric.com/Rotary_cam_switches/POL/7GN4011U.pdf | Rotary cam switch 7GN series, 3-phase motor reversing switch 40A, for front mounting with black handle, front plate 65X65mm | http://datasheet.lovatoelectric.com/Rotary_cam_switches/RON/7GN4011U.pdf
7GN4011U65 |  |  | Rotary cam switch 7GN series, 3-phase motor reversing switch 40A, for front mounting with red/yellow handle padlockable in 0 and protection covers, front plate 65X65mm | http://datasheet.lovatoelectric.com/Rotary_cam_switches/ENG/7GN4011U65.pdf | Commutatore a camme serie 7GN, invertitore di marcia trifase da 40A in esecuzione per montaggio frontale con maniglia giallo/rossa lucchettabile in 0 e copriterminali, mostrina 65X65mm | http://datasheet.lovatoelectric.com/Rotary_cam_switches/ITA/7GN4011U65.pdf | Łącznik krzywkowy serii 7GN, przełącznik zmiany kierunku obrotów silnika 3 fazowego, 40A, do montażu tablicowego, z żółto/czerwonym pokrętłem blokowanym w pozycji 0, osłonami zacisków i tabliczką 65x65mm | http://datasheet.lovatoelectric.com/Rotary_cam_switches/POL/7GN4011U65.pdf | Rotary cam switch 7GN series, 3-phase motor reversing switch 40A, for front mounting with red/yellow handle padlockable in 0 and protection covers, front plate 65X65mm | http://datasheet.lovatoelectric.com/Rotary_cam_switches/RON/7GN4011U65.pdf
7GN40123O |  |  | Rotary cam switch 7GN series, multi-step 0-1-2, 2 poles 40A, for rear mounting with black handle, front plate 65X65mm | http://datasheet.lovatoelectric.com/Rotary_cam_switches/ENG/7GN40123O.pdf | Commutatore a camme serie 7GN, multivia 0-1-2 2 poli da 40A in esecuzione per montaggio a fondo quadro con maniglia nera, mostrina 65X65mm | http://datasheet.lovatoelectric.com/Rotary_cam_switches/ITA/7GN40123O.pdf | Łącznik krzywkowy serii 7GN, wielopozycyjny 0-1-2, 2 pola, 40A, do montażu wewnątrz szafy z czarnym pokrętłem i tabliczką 65x65mm | http://datasheet.lovatoelectric.com/Rotary_cam_switches/POL/7GN40123O.pdf | Rotary cam switch 7GN series, multi-step 0-1-2, 2 poles 40A, for rear mounting with black handle, front plate 65X65mm | http://datasheet.lovatoelectric.com/Rotary_cam_switches/RON/7GN40123O.pdf
7GN40123P |  |  | Enclosed rotary cam switch 7GN series, multi-step 0-1-2, 2 poles 40A in plastic enclosure 110X110mm with black handle | http://datasheet.lovatoelectric.com/Rotary_cam_switches/ENG/7GN40123P.pdf | Commutatore a camme serie 7GN, multivia 0-1-2 2 poli da 40A in cassetta plastica 110X110mm con maniglia nera | http://datasheet.lovatoelectric.com/Rotary_cam_switches/ITA/7GN40123P.pdf | Łącznik krzywkowy serii 7GN, wielopozycyjny 0-1-2, 2 pola, 40A, w obudowie 110x110mm i czarnym pokrętłem | http://datasheet.lovatoelectric.com/Rotary_cam_switches/POL/7GN40123P.pdf | Enclosed rotary cam switch 7GN series, multi-step 0-1-2, 2 poles 40A in plastic enclosure 110X110mm with black handle | http://datasheet.lovatoelectric.com/Rotary_cam_switches/RON/7GN40123P.pdf
7GN40123U |  |  | Rotary cam switch 7GN series, multi-step 0-1-2, 2 poles 40A, for front mounting with black handle, front plate 65X65mm | http://datasheet.lovatoelectric.com/Rotary_cam_switches/ENG/7GN40123U.pdf | Commutatore a camme serie 7GN, multivia 0-1-2 2 poli da 40A in esecuzione per montaggio frontale con maniglia nera, mostrina 65X65mm | http://datasheet.lovatoelectric.com/Rotary_cam_switches/ITA/7GN40123U.pdf | Łącznik krzywkowy serii 7GN, wielopozycyjny 0-1-2, 2 pola, 40A, do montażu tablicowego, z czarnym pokrętłem i tabliczką 65x65mm | http://datasheet.lovatoelectric.com/Rotary_cam_switches/POL/7GN40123U.pdf | Rotary cam switch 7GN series, multi-step 0-1-2, 2 poles 40A, for front mounting with black handle, front plate 65X65mm | http://datasheet.lovatoelectric.com/Rotary_cam_switches/RON/7GN40123U.pdf
7GN40124O |  |  | Rotary cam switch 7GN series, multi-step 0-1-2-3, 2 poles 40A, for rear mounting with black handle, front plate 65X65mm | http://datasheet.lovatoelectric.com/Rotary_cam_switches/ENG/7GN40124O.pdf | Commutatore a camme serie 7GN, multivia 0-1-2-3 2 poli da 40A in esecuzione per montaggio a fondo quadro con maniglia nera, mostrina 65X65mm | http://datasheet.lovatoelectric.com/Rotary_cam_switches/ITA/7GN40124O.pdf | Łącznik krzywkowy serii 7GN, wielopozycyjny 0-1-2-3, 2 pola, 40A, do montażu wewnątrz szafy z czarnym pokrętłem i tabliczką 65x65mm | http://datasheet.lovatoelectric.com/Rotary_cam_switches/POL/7GN40124O.pdf | Rotary cam switch 7GN series, multi-step 0-1-2-3, 2 poles 40A, for rear mounting with black handle, front plate 65X65mm | http://datasheet.lovatoelectric.com/Rotary_cam_switches/RON/7GN40124O.pdf
7GN40124P |  |  | Enclosed rotary cam switch 7GN series, multi-step 0-1-2-3, 2 poles 40A in plastic enclosure 110X110mm with black handle | http://datasheet.lovatoelectric.com/Rotary_cam_switches/ENG/7GN40124P.pdf | Commutatore a camme serie 7GN, multivia 0-1-2-3 2 poli da 40A in cassetta plastica 110X110mm con maniglia nera | http://datasheet.lovatoelectric.com/Rotary_cam_switches/ITA/7GN40124P.pdf | Łącznik krzywkowy serii 7GN, wielopozycyjny 0-1-2-3, 2 pola, 40A, w obudowie 110x110mm i czarnym pokrętłem | http://datasheet.lovatoelectric.com/Rotary_cam_switches/POL/7GN40124P.pdf | Enclosed rotary cam switch 7GN series, multi-step 0-1-2-3, 2 poles 40A in plastic enclosure 110X110mm with black handle | http://datasheet.lovatoelectric.com/Rotary_cam_switches/RON/7GN40124P.pdf
7GN40124U |  |  | Rotary cam switch 7GN series, multi-step 0-1-2-3, 2 poles 40A, for front mounting with black handle, front plate 65X65mm | http://datasheet.lovatoelectric.com/Rotary_cam_switches/ENG/7GN40124U.pdf | Commutatore a camme serie 7GN, multivia 0-1-2-3 2 poli da 40A in esecuzione per montaggio frontale con maniglia nera, mostrina 65X65mm | http://datasheet.lovatoelectric.com/Rotary_cam_switches/ITA/7GN40124U.pdf | Łącznik krzywkowy serii 7GN, wielopozycyjny 0-1-2-3, 2 pola, 40A, do montażu tablicowego, z czarnym pokrętłem i tabliczką 65x65mm | http://datasheet.lovatoelectric.com/Rotary_cam_switches/POL/7GN40124U.pdf | Rotary cam switch 7GN series, multi-step 0-1-2-3, 2 poles 40A, for front mounting with black handle, front plate 65X65mm | http://datasheet.lovatoelectric.com/Rotary_cam_switches/RON/7GN40124U.pdf
7GN4012O |  |  | Rotary cam switch 7GN series, star-delta motor starter switch 40A, for rear mounting with black handle, front plate 65X65mm | http://datasheet.lovatoelectric.com/Rotary_cam_switches/ENG/7GN4012O.pdf | Commutatore a camme serie 7GN, avviatore stella-triangolo da 40A in esecuzione per montaggio a fondo quadro con maniglia nera, mostrina 65X65mm | http://datasheet.lovatoelectric.com/Rotary_cam_switches/ITA/7GN4012O.pdf | Łącznik krzywkowy serii 7GN, przełącznik gwiazda-trójkąt, 40A, do montażu wewnątrz szafy z czarnym pokrętłem i tabliczką 65x65mm | http://datasheet.lovatoelectric.com/Rotary_cam_switches/POL/7GN4012O.pdf | Rotary cam switch 7GN series, star-delta motor starter switch 40A, for rear mounting with black handle, front plate 65X65mm | http://datasheet.lovatoelectric.com/Rotary_cam_switches/RON/7GN4012O.pdf
7GN4012O98 |  |  |  | http://datasheet.lovatoelectric.com/Rotary_cam_switches/ENG/7GN4012O98.pdf |  | http://datasheet.lovatoelectric.com/Rotary_cam_switches/ITA/7GN4012O98.pdf |  | http://datasheet.lovatoelectric.com/Rotary_cam_switches/POL/7GN4012O98.pdf |  | http://datasheet.lovatoelectric.com/Rotary_cam_switches/RON/7GN4012O98.pdf
7GN4012P |  |  | Enclosed rotary cam switch 7GN series, star-delta motor starter switch 40A in plastic enclosure 110X110mm with black handle | http://datasheet.lovatoelectric.com/Rotary_cam_switches/ENG/7GN4012P.pdf | Commutatore a camme serie 7GN, avviatore stella-triangolo da 40A in cassetta plastica 110X110mm con maniglia nera | http://datasheet.lovatoelectric.com/Rotary_cam_switches/ITA/7GN4012P.pdf | Łącznik krzywkowy serii 7GN, przełącznik gwiazda-trójkąt, 40A, w obudowie 110x110mm i czarnym pokrętłem | http://datasheet.lovatoelectric.com/Rotary_cam_switches/POL/7GN4012P.pdf | Enclosed rotary cam switch 7GN series, star-delta motor starter switch 40A in plastic enclosure 110X110mm with black handle | http://datasheet.lovatoelectric.com/Rotary_cam_switches/RON/7GN4012P.pdf
7GN4012P25 |  |  | Enclosed rotary cam switch 7GN series, star-delta motor starter, 40A in plastic enclosure 110X110mm with red/yellow handle | http://datasheet.lovatoelectric.com/Rotary_cam_switches/ENG/7GN4012P25.pdf | Commutatore a camme serie 7GN, avviatore stella-triangolo da 40A in cassetta plastica 110X110mm con maniglia giallo/rossa | http://datasheet.lovatoelectric.com/Rotary_cam_switches/ITA/7GN4012P25.pdf | Łącznik krzywkowy serii 7GN, przełącznik gwiazda-trójkąt, 40A, w obudowie 110x110mm i żółto/czerwonym pokrętłem | http://datasheet.lovatoelectric.com/Rotary_cam_switches/POL/7GN4012P25.pdf | Enclosed rotary cam switch 7GN series, star-delta motor starter, 40A in plastic enclosure 110X110mm with red/yellow handle | http://datasheet.lovatoelectric.com/Rotary_cam_switches/RON/7GN4012P25.pdf
7GN4012U | 7GN4012U.jpg | http://datasheet.lovatoelectric.com/Rotary_cam_switches/products_images/7GN4012U.jpg | Rotary cam switch 7GN series, star-delta motor starter switch 40A, for front mounting with black handle, front plate 65X65mm | http://datasheet.lovatoelectric.com/Rotary_cam_switches/ENG/7GN4012U.pdf | Commutatore a camme serie 7GN, avviatore stella-triangolo da 40A in esecuzione per montaggio frontale con maniglia nera, mostrina 65X65mm | http://datasheet.lovatoelectric.com/Rotary_cam_switches/ITA/7GN4012U.pdf | Łącznik krzywkowy serii 7GN, przełącznik gwiazda-trójkąt, 40A, do montażu tablicowego, z czarnym pokrętłem i tabliczką 65x65mm | http://datasheet.lovatoelectric.com/Rotary_cam_switches/POL/7GN4012U.pdf | Rotary cam switch 7GN series, star-delta motor starter switch 40A, for front mounting with black handle, front plate 65X65mm | http://datasheet.lovatoelectric.com/Rotary_cam_switches/RON/7GN4012U.pdf
7GN4012U65 |  |  | Rotary cam switch 7GN series, star-delta motor starter switch 40A, for front mounting with red/yellow handle padlockable in 0 and protection covers, front plate 65X65mm | http://datasheet.lovatoelectric.com/Rotary_cam_switches/ENG/7GN4012U65.pdf | Commutatore a camme serie 7GN, avviatore stella-triangolo da 40A in esecuzione per montaggio frontale con maniglia giallo/rossa lucchettabile in 0 e copriterminali, mostrina 65X65mm | http://datasheet.lovatoelectric.com/Rotary_cam_switches/ITA/7GN4012U65.pdf | Łącznik krzywkowy serii 7GN, przełącznik gwiazda-trójkąt, 40A, do montażu tablicowego, z żółto/czerwonym pokrętłem blokowanym w pozycji 0, osłonami zacisków i tabliczką 65x65mm | http://datasheet.lovatoelectric.com/Rotary_cam_switches/POL/7GN4012U65.pdf | Rotary cam switch 7GN series, star-delta motor starter switch 40A, for front mounting with red/yellow handle padlockable in 0 and protection covers, front plate 65X65mm | http://datasheet.lovatoelectric.com/Rotary_cam_switches/RON/7GN4012U65.pdf
7GN40135O |  |  | Rotary cam switch 7GN series, multi-step 0-1-2, 3 poles 40A, for rear mounting with black handle, front plate 65X65mm | http://datasheet.lovatoelectric.com/Rotary_cam_switches/ENG/7GN40135O.pdf | Commutatore a camme serie 7GN, multivia 0-1-2 3 poli da 40A in esecuzione per montaggio a fondo quadro con maniglia nera, mostrina 65X65mm | http://datasheet.lovatoelectric.com/Rotary_cam_switches/ITA/7GN40135O.pdf | Łącznik krzywkowy serii 7GN, wielopozycyjny 0-1-2, 3 pola, 40A, do montażu wewnątrz szafy z czarnym pokrętłem i tabliczką 65x65mm | http://datasheet.lovatoelectric.com/Rotary_cam_switches/POL/7GN40135O.pdf | Rotary cam switch 7GN series, multi-step 0-1-2, 3 poles 40A, for rear mounting with black handle, front plate 65X65mm | http://datasheet.lovatoelectric.com/Rotary_cam_switches/RON/7GN40135O.pdf
7GN40135P |  |  | Enclosed rotary cam switch 7GN series, multi-step 0-1-2, 3 poles 40A in plastic enclosure 110X110mm with black handle | http://datasheet.lovatoelectric.com/Rotary_cam_switches/ENG/7GN40135P.pdf | Commutatore a camme serie 7GN, multivia 0-1-2 3 poli da 40A in cassetta plastica 110X110mm con maniglia nera | http://datasheet.lovatoelectric.com/Rotary_cam_switches/ITA/7GN40135P.pdf | Łącznik krzywkowy serii 7GN, wielopozycyjny 0-1-2, 3 pola, 40A, w obudowie 110x110mm i czarnym pokrętłem | http://datasheet.lovatoelectric.com/Rotary_cam_switches/POL/7GN40135P.pdf | Enclosed rotary cam switch 7GN series, multi-step 0-1-2, 3 poles 40A in plastic enclosure 110X110mm with black handle | http://datasheet.lovatoelectric.com/Rotary_cam_switches/RON/7GN40135P.pdf
7GN40135U |  |  | Rotary cam switch 7GN series, multi-step 0-1-2, 3 poles 40A, for front mounting with black handle, front plate 65X65mm | http://datasheet.lovatoelectric.com/Rotary_cam_switches/ENG/7GN40135U.pdf | Commutatore a camme serie 7GN, multivia 0-1-2 3 poli da 40A in esecuzione per montaggio frontale con maniglia nera, mostrina 65X65mm | http://datasheet.lovatoelectric.com/Rotary_cam_switches/ITA/7GN40135U.pdf | Łącznik krzywkowy serii 7GN, wielopozycyjny 0-1-2, 3 pola, 40A, do montażu tablicowego, z czarnym pokrętłem i tabliczką 65x65mm | http://datasheet.lovatoelectric.com/Rotary_cam_switches/POL/7GN40135U.pdf | Rotary cam switch 7GN series, multi-step 0-1-2, 3 poles 40A, for front mounting with black handle, front plate 65X65mm | http://datasheet.lovatoelectric.com/Rotary_cam_switches/RON/7GN40135U.pdf
7GN40136O |  |  | Rotary cam switch 7GN series, multi-step 0-1-2-3, 3 poles 40A, for rear mounting with black handle, front plate 65X65mm | http://datasheet.lovatoelectric.com/Rotary_cam_switches/ENG/7GN40136O.pdf | Commutatore a camme serie 7GN, multivia 0-1-2-3 3 poli da 40A in esecuzione per montaggio a fondo quadro con maniglia nera, mostrina 65X65mm | http://datasheet.lovatoelectric.com/Rotary_cam_switches/ITA/7GN40136O.pdf | Łącznik krzywkowy serii 7GN, wielopozycyjny 0-1-2-3, 3 pola, 40A, do montażu wewnątrz szafy z czarnym pokrętłem i tabliczką 65x65mm | http://datasheet.lovatoelectric.com/Rotary_cam_switches/POL/7GN40136O.pdf | Rotary cam switch 7GN series, multi-step 0-1-2-3, 3 poles 40A, for rear mounting with black handle, front plate 65X65mm | http://datasheet.lovatoelectric.com/Rotary_cam_switches/RON/7GN40136O.pdf
7GN40136P |  |  | Enclosed rotary cam switch 7GN series, multi-step 0-1-2-3, 3 poles 40A in plastic enclosure 110X110mm with black handle | http://datasheet.lovatoelectric.com/Rotary_cam_switches/ENG/7GN40136P.pdf | Commutatore a camme serie 7GN, multivia 0-1-2-3 3 poli da 40A in cassetta plastica 110X110mm con maniglia nera | http://datasheet.lovatoelectric.com/Rotary_cam_switches/ITA/7GN40136P.pdf | Łącznik krzywkowy serii 7GN, wielopozycyjny 0-1-2-3, 3 pola, 40A, w obudowie 110x110mm i czarnym pokrętłem | http://datasheet.lovatoelectric.com/Rotary_cam_switches/POL/7GN40136P.pdf | Enclosed rotary cam switch 7GN series, multi-step 0-1-2-3, 3 poles 40A in plastic enclosure 110X110mm with black handle | http://datasheet.lovatoelectric.com/Rotary_cam_switches/RON/7GN40136P.pdf
7GN40136U |  |  | Rotary cam switch 7GN series, multi-step 0-1-2-3, 3 poles 40A, for front mounting with black handle, front plate 65X65mm | http://datasheet.lovatoelectric.com/Rotary_cam_switches/ENG/7GN40136U.pdf | Commutatore a camme serie 7GN, multivia 0-1-2-3 3 poli da 40A in esecuzione per montaggio frontale con maniglia nera, mostrina 65X65mm | http://datasheet.lovatoelectric.com/Rotary_cam_switches/ITA/7GN40136U.pdf | Łącznik krzywkowy serii 7GN, wielopozycyjny 0-1-2-3, 3 pola, 40A, do montażu tablicowego, z czarnym pokrętłem i tabliczką 65x65mm | http://datasheet.lovatoelectric.com/Rotary_cam_switches/POL/7GN40136U.pdf | Rotary cam switch 7GN series, multi-step 0-1-2-3, 3 poles 40A, for front mounting with black handle, front plate 65X65mm | http://datasheet.lovatoelectric.com/Rotary_cam_switches/RON/7GN40136U.pdf
7GN4013O |  |  | Rotary cam switch 7GN series, Dahlander motor control switch 1-0-2, 40A, for rear mounting with black handle, front plate 65X65mm | http://datasheet.lovatoelectric.com/Rotary_cam_switches/ENG/7GN4013O.pdf | Commutatore a camme serie 7GN, avviatore per motori Dahlander 1-0-2 da 40A in esecuzione per montaggio a fondo quadro con maniglia nera, mostrina 65X65mm | http://datasheet.lovatoelectric.com/Rotary_cam_switches/ITA/7GN4013O.pdf | Łącznik krzywkowy serii 7GN, przełącznik silnika dwubiegunowego 1-0-2, układ Dahlandera, 40A, do montażu wewnątrz szafy z czarnym pokrętłem i tabliczką 65x65mm | http://datasheet.lovatoelectric.com/Rotary_cam_switches/POL/7GN4013O.pdf | Rotary cam switch 7GN series, Dahlander motor control switch 1-0-2, 40A, for rear mounting with black handle, front plate 65X65mm | http://datasheet.lovatoelectric.com/Rotary_cam_switches/RON/7GN4013O.pdf
7GN4013O98 |  |  |  | http://datasheet.lovatoelectric.com/Rotary_cam_switches/ENG/7GN4013O98.pdf |  | http://datasheet.lovatoelectric.com/Rotary_cam_switches/ITA/7GN4013O98.pdf |  | http://datasheet.lovatoelectric.com/Rotary_cam_switches/POL/7GN4013O98.pdf |  | http://datasheet.lovatoelectric.com/Rotary_cam_switches/RON/7GN4013O98.pdf
7GN4013P |  |  | Enclosed rotary cam switch 7GN series, Dahlander motor control switch 1-0-2, 40A in plastic enclosure 110X110mm with black handle | http://datasheet.lovatoelectric.com/Rotary_cam_switches/ENG/7GN4013P.pdf | Commutatore a camme serie 7GN, avviatore per motori Dahlander 1-0-2 da 40A in cassetta plastica 110X110mm con maniglia nera | http://datasheet.lovatoelectric.com/Rotary_cam_switches/ITA/7GN4013P.pdf | Łącznik krzywkowy serii 7GN, przełącznik silnika dwubiegunowego 1-0-2, układ Dahlandera, 40A, w obudowie 110x110mm i czarnym pokrętłem | http://datasheet.lovatoelectric.com/Rotary_cam_switches/POL/7GN4013P.pdf | Enclosed rotary cam switch 7GN series, Dahlander motor control switch 1-0-2, 40A in plastic enclosure 110X110mm with black handle | http://datasheet.lovatoelectric.com/Rotary_cam_switches/RON/7GN4013P.pdf
7GN4013P25 |  |  | Enclosed rotary cam switch 7GN series, Dahlander motor control switch 1-0-2, 40A in plastic enclosure 110X110mm with red/yellow handle | http://datasheet.lovatoelectric.com/Rotary_cam_switches/ENG/7GN4013P25.pdf | Commutatore a camme serie 7GN, avviatore per motori Dahlander 1-0-2 da 40A in cassetta plastica 110X110mm con maniglia giallo/rossa | http://datasheet.lovatoelectric.com/Rotary_cam_switches/ITA/7GN4013P25.pdf | Łącznik krzywkowy serii 7GN, przełącznik silnika dwubiegunowego 1-0-2, układ Dahlandera, 40A, w obudowie 110x110mm i żółto/czerwonym pokrętłem | http://datasheet.lovatoelectric.com/Rotary_cam_switches/POL/7GN4013P25.pdf | Enclosed rotary cam switch 7GN series, Dahlander motor control switch 1-0-2, 40A in plastic enclosure 110X110mm with red/yellow handle | http://datasheet.lovatoelectric.com/Rotary_cam_switches/RON/7GN4013P25.pdf
7GN4013U | 7GN4013U.jpg | http://datasheet.lovatoelectric.com/Rotary_cam_switches/products_images/7GN4013U.jpg | Rotary cam switch 7GN series, Dahlander motor control switch 1-0-2, 40A, for front mounting with black handle, front plate 65X65mm | http://datasheet.lovatoelectric.com/Rotary_cam_switches/ENG/7GN4013U.pdf | Commutatore a camme serie 7GN, avviatore per motori Dahlander 1-0-2 da 40A in esecuzione per montaggio frontale con maniglia nera, mostrina 65X65mm | http://datasheet.lovatoelectric.com/Rotary_cam_switches/ITA/7GN4013U.pdf | Łącznik krzywkowy serii 7GN, przełącznik silnika dwubiegunowego 1-0-2, układ Dahlandera, 40A, do montażu tablicowego, z czarnym pokrętłem i tabliczką 65x65mm | http://datasheet.lovatoelectric.com/Rotary_cam_switches/POL/7GN4013U.pdf | Rotary cam switch 7GN series, Dahlander motor control switch 1-0-2, 40A, for front mounting with black handle, front plate 65X65mm | http://datasheet.lovatoelectric.com/Rotary_cam_switches/RON/7GN4013U.pdf
7GN4013U65 |  |  | Rotary cam switch 7GN series, Dahlander motor control switch 1-0-2, 40A, for front mounting with red/yellow handle padlockable in 0 and protection covers, front plate 65X65mm | http://datasheet.lovatoelectric.com/Rotary_cam_switches/ENG/7GN4013U65.pdf | Commutatore a camme serie 7GN, avviatore per motori Dahlander 1-0-2 da 40A in esecuzione per montaggio frontale con maniglia giallo/rossa lucchettabile in 0 e copriterminali, mostrina 65X65mm | http://datasheet.lovatoelectric.com/Rotary_cam_switches/ITA/7GN4013U65.pdf | Łącznik krzywkowy serii 7GN, przełącznik silnika dwubiegunowego 1-0-2, układ Dahlandera, 40A, do montażu tablicowego, z żółto/czerwonym pokrętłem blokowanym w pozycji 0, osłonami zacisków i tabliczką 65x65mm | http://datasheet.lovatoelectric.com/Rotary_cam_switches/POL/7GN4013U65.pdf | Rotary cam switch 7GN series, Dahlander motor control switch 1-0-2, 40A, for front mounting with red/yellow handle padlockable in 0 and protection covers, front plate 65X65mm | http://datasheet.lovatoelectric.com/Rotary_cam_switches/RON/7GN4013U65.pdf
7GN4019O |  |  | Rotary cam switch 7GN series, Dahlander motor control switch 0-1-2, 40A, for rear mounting with black handle, front plate 65X65mm | http://datasheet.lovatoelectric.com/Rotary_cam_switches/ENG/7GN4019O.pdf | Commutatore a camme serie 7GN, avviatore per motori Dahlander 0-1-2 da 40A in esecuzione per montaggio a fondo quadro con maniglia nera, mostrina 65X65mm | http://datasheet.lovatoelectric.com/Rotary_cam_switches/ITA/7GN4019O.pdf | Łącznik krzywkowy serii 7GN, przełącznik silnika dwubiegunowego 0-1-2, układ Dahlandera, 40A, do montażu wewnątrz szafy z czarnym pokrętłem i tabliczką 65x65mm | http://datasheet.lovatoelectric.com/Rotary_cam_switches/POL/7GN4019O.pdf | Rotary cam switch 7GN series, Dahlander motor control switch 0-1-2, 40A, for rear mounting with black handle, front plate 65X65mm | http://datasheet.lovatoelectric.com/Rotary_cam_switches/RON/7GN4019O.pdf
7GN4019O98 |  |  |  | http://datasheet.lovatoelectric.com/Rotary_cam_switches/ENG/7GN4019O98.pdf |  | http://datasheet.lovatoelectric.com/Rotary_cam_switches/ITA/7GN4019O98.pdf |  | http://datasheet.lovatoelectric.com/Rotary_cam_switches/POL/7GN4019O98.pdf |  | http://datasheet.lovatoelectric.com/Rotary_cam_switches/RON/7GN4019O98.pdf
7GN4019P |  |  | Enclosed rotary cam switch 7GN series, Dahlander motor control switch 0-1-2, 40A in plastic enclosure 110X110mm with black handle | http://datasheet.lovatoelectric.com/Rotary_cam_switches/ENG/7GN4019P.pdf | Commutatore a camme serie 7GN, avviatore per motori Dahlander 0-1-2 da 40A in cassetta plastica 110X110mm con maniglia nera | http://datasheet.lovatoelectric.com/Rotary_cam_switches/ITA/7GN4019P.pdf | Łącznik krzywkowy serii 7GN, przełącznik silnika dwubiegunowego 0-1-2, układ Dahlandera, 40A, w obudowie 110x110mm i czarnym pokrętłem | http://datasheet.lovatoelectric.com/Rotary_cam_switches/POL/7GN4019P.pdf | Enclosed rotary cam switch 7GN series, Dahlander motor control switch 0-1-2, 40A in plastic enclosure 110X110mm with black handle | http://datasheet.lovatoelectric.com/Rotary_cam_switches/RON/7GN4019P.pdf
7GN4019P25 |  |  | Enclosed rotary cam switch 7GN series, Dahlander motor control switch 0-1-2, 40A in plastic enclosure 110X110mm with red/yellow handle | http://datasheet.lovatoelectric.com/Rotary_cam_switches/ENG/7GN4019P25.pdf | Commutatore a camme serie 7GN, avviatore per motori Dahlander 0-1-2 da 40A in cassetta plastica 110X110mm con maniglia giallo/rossa | http://datasheet.lovatoelectric.com/Rotary_cam_switches/ITA/7GN4019P25.pdf | Łącznik krzywkowy serii 7GN, przełącznik silnika dwubiegunowego 0-1-2, układ Dahlandera, 40A, w obudowie 110x110mm i żółto/czerwonym pokrętłem | http://datasheet.lovatoelectric.com/Rotary_cam_switches/POL/7GN4019P25.pdf | Enclosed rotary cam switch 7GN series, Dahlander motor control switch 0-1-2, 40A in plastic enclosure 110X110mm with red/yellow handle | http://datasheet.lovatoelectric.com/Rotary_cam_switches/RON/7GN4019P25.pdf
7GN4019U |  |  | Rotary cam switch 7GN series, Dahlander motor control switch 0-1-2, 40A, for front mounting with black handle, front plate 65X65mm | http://datasheet.lovatoelectric.com/Rotary_cam_switches/ENG/7GN4019U.pdf | Commutatore a camme serie 7GN, avviatore per motori Dahlander 0-1-2 da 40A in esecuzione per montaggio frontale con maniglia nera, mostrina 65X65mm | http://datasheet.lovatoelectric.com/Rotary_cam_switches/ITA/7GN4019U.pdf | Łącznik krzywkowy serii 7GN, przełącznik silnika dwubiegunowego 0-1-2, układ Dahlandera, 40A, do montażu tablicowego, z czarnym pokrętłem i tabliczką 65x65mm | http://datasheet.lovatoelectric.com/Rotary_cam_switches/POL/7GN4019U.pdf | Rotary cam switch 7GN series, Dahlander motor control switch 0-1-2, 40A, for front mounting with black handle, front plate 65X65mm | http://datasheet.lovatoelectric.com/Rotary_cam_switches/RON/7GN4019U.pdf
7GN4019U65 |  |  | Rotary cam switch 7GN series, Dahlander motor control switch 0-1-2, 40A, for front mounting with red/yellow handle padlockable in 0 and protection covers, front plate 65X65mm | http://datasheet.lovatoelectric.com/Rotary_cam_switches/ENG/7GN4019U65.pdf | Commutatore a camme serie 7GN, avviatore per motori Dahlander 0-1-2 da 40A in esecuzione per montaggio frontale con maniglia giallo/rossa lucchettabile in 0 e copriterminali, mostrina 65X65mm | http://datasheet.lovatoelectric.com/Rotary_cam_switches/ITA/7GN4019U65.pdf | Łącznik krzywkowy serii 7GN, przełącznik silnika dwubiegunowego 0-1-2, układ Dahlandera, 40A, do montażu tablicowego, z żółto/czerwonym pokrętłem blokowanym w pozycji 0, osłonami zacisków i tabliczką 65x65mm | http://datasheet.lovatoelectric.com/Rotary_cam_switches/POL/7GN4019U65.pdf | Rotary cam switch 7GN series, Dahlander motor control switch 0-1-2, 40A, for front mounting with red/yellow handle padlockable in 0 and protection covers, front plate 65X65mm | http://datasheet.lovatoelectric.com/Rotary_cam_switches/RON/7GN4019U65.pdf
7GN4020O |  |  | Rotary cam switch 7GN series, Dahlander motor 2-speed reversing switch, 40A, for rear mounting with black handle, front plate 65X65mm | http://datasheet.lovatoelectric.com/Rotary_cam_switches/ENG/7GN4020O.pdf | Commutatore a camme serie 7GN, invertitore di marcia a 2 velocita' per motori Dahlander da 40A in esecuzione per montaggio a fondo quadro con maniglia nera, mostrina 65X65mm | http://datasheet.lovatoelectric.com/Rotary_cam_switches/ITA/7GN4020O.pdf | Łącznik krzywkowy serii 7GN, przełącznik zmiany kirunku obrotów silnika dwubiegunowego, układ Dahlandera, 40A, do montażu wewnątrz szafy z czarnym pokrętłem i tabliczką 65x65mm | http://datasheet.lovatoelectric.com/Rotary_cam_switches/POL/7GN4020O.pdf | Rotary cam switch 7GN series, Dahlander motor 2-speed reversing switch, 40A, for rear mounting with black handle, front plate 65X65mm | http://datasheet.lovatoelectric.com/Rotary_cam_switches/RON/7GN4020O.pdf
7GN4020O98 |  |  |  | http://datasheet.lovatoelectric.com/Rotary_cam_switches/ENG/7GN4020O98.pdf |  | http://datasheet.lovatoelectric.com/Rotary_cam_switches/ITA/7GN4020O98.pdf |  | http://datasheet.lovatoelectric.com/Rotary_cam_switches/POL/7GN4020O98.pdf |  | http://datasheet.lovatoelectric.com/Rotary_cam_switches/RON/7GN4020O98.pdf
7GN4020U |  |  | Rotary cam switch 7GN series, Dahlander motor 2-speed reversing switch, 40A, for front mounting with black handle, front plate 65X65mm | http://datasheet.lovatoelectric.com/Rotary_cam_switches/ENG/7GN4020U.pdf | Commutatore a camme serie 7GN, invertitore di marcia a 2 velocita' per motori Dahlander da 40A in esecuzione per montaggio frontale con maniglia nera, mostrina 65X65mm | http://datasheet.lovatoelectric.com/Rotary_cam_switches/ITA/7GN4020U.pdf | Łącznik krzywkowy serii 7GN, przełącznik zmiany kirunku obrotów silnika dwubiegunowego, układ Dahlandera, 40A, do montażu tablicowego, z czarnym pokrętłem i tabliczką 65x65mm | http://datasheet.lovatoelectric.com/Rotary_cam_switches/POL/7GN4020U.pdf | Rotary cam switch 7GN series, Dahlander motor 2-speed reversing switch, 40A, for front mounting with black handle, front plate 65X65mm | http://datasheet.lovatoelectric.com/Rotary_cam_switches/RON/7GN4020U.pdf
7GN4020U65 |  |  | Rotary cam switch 7GN series, Dahlander motor 2-speed reversing switch, 40A, for front mounting with red/yellow handle padlockable in 0 and protection covers, front plate 65X65mm | http://datasheet.lovatoelectric.com/Rotary_cam_switches/ENG/7GN4020U65.pdf | Commutatore a camme serie 7GN, invertitore di marcia a 2 velocita' per motori Dahlander da 40A in esecuzione per montaggio frontale con maniglia giallo/rossa lucchettabile in 0 e copriterminali, mostrina 65X65mm | http://datasheet.lovatoelectric.com/Rotary_cam_switches/ITA/7GN4020U65.pdf | Łącznik krzywkowy serii 7GN, przełącznik zmiany kirunku obrotów silnika dwubiegunowego, układ Dahlandera, 40A, do montażu tablicowego, z żółto/czerwonym pokrętłem blokowanym w pozycji 0, osłonami zacisków i tabliczką 65x65mm | http://datasheet.lovatoelectric.com/Rotary_cam_switches/POL/7GN4020U65.pdf | Rotary cam switch 7GN series, Dahlander motor 2-speed reversing switch, 40A, for front mounting with red/yellow handle padlockable in 0 and protection covers, front plate 65X65mm | http://datasheet.lovatoelectric.com/Rotary_cam_switches/RON/7GN4020U65.pdf
7GN4025O |  |  | Rotary cam switch 7GN series, 1-phase motor reversing switch with spring return 40A, for rear mounting with black handle, front plate 65X65mm | http://datasheet.lovatoelectric.com/Rotary_cam_switches/ENG/7GN4025O.pdf | Commutatore a camme serie 7GN, invertitore di marcia monofase con ritorno a molla da 40A in esecuzione per montaggio a fondo quadro con maniglia nera, mostrina 65X65mm | http://datasheet.lovatoelectric.com/Rotary_cam_switches/ITA/7GN4025O.pdf | Łącznik krzywkowy serii 7GN, przełącznik zmiany kierunku obrotów silnika 1 fazowego, z powrotem do pozycji 0, 40A, do montażu wewnątrz szafy z czarnym pokrętłem i tabliczką 65x65mm | http://datasheet.lovatoelectric.com/Rotary_cam_switches/POL/7GN4025O.pdf | Rotary cam switch 7GN series, 1-phase motor reversing switch with spring return 40A, for rear mounting with black handle, front plate 65X65mm | http://datasheet.lovatoelectric.com/Rotary_cam_switches/RON/7GN4025O.pdf
7GN4025O98 |  |  |  | http://datasheet.lovatoelectric.com/Rotary_cam_switches/ENG/7GN4025O98.pdf |  | http://datasheet.lovatoelectric.com/Rotary_cam_switches/ITA/7GN4025O98.pdf |  | http://datasheet.lovatoelectric.com/Rotary_cam_switches/POL/7GN4025O98.pdf |  | http://datasheet.lovatoelectric.com/Rotary_cam_switches/RON/7GN4025O98.pdf
7GN4025P |  |  | Enclosed rotary cam switch 7GN series, 1-phase motor reversing switch with spring return 40A in plastic enclosure 110X110mm with black handle | http://datasheet.lovatoelectric.com/Rotary_cam_switches/ENG/7GN4025P.pdf | Commutatore a camme serie 7GN, invertitore di marcia monofase con ritorno a molla da 40A in cassetta plastica 110X110mm con maniglia nera | http://datasheet.lovatoelectric.com/Rotary_cam_switches/ITA/7GN4025P.pdf | Łącznik krzywkowy serii 7GN, przełącznik zmiany kierunku obrotów silnika 1 fazowego, z powrotem do pozycji 0, 40A, w obudowie 110x110mm i czarnym pokrętłem | http://datasheet.lovatoelectric.com/Rotary_cam_switches/POL/7GN4025P.pdf | Enclosed rotary cam switch 7GN series, 1-phase motor reversing switch with spring return 40A in plastic enclosure 110X110mm with black handle | http://datasheet.lovatoelectric.com/Rotary_cam_switches/RON/7GN4025P.pdf
7GN4025P25 |  |  | Enclosed rotary cam switch 7GN series, 1-phase motor reversing switch with spring return 40A in plastic enclosure 110X110mm with red/yellow handle | http://datasheet.lovatoelectric.com/Rotary_cam_switches/ENG/7GN4025P25.pdf | Commutatore a camme serie 7GN, invertitore di marcia monofase con ritorno a molla da 40A in cassetta plastica 110X110mm con maniglia giallo/rossa | http://datasheet.lovatoelectric.com/Rotary_cam_switches/ITA/7GN4025P25.pdf | Łącznik krzywkowy serii 7GN, przełącznik zmiany kierunku obrotów silnika 1 fazowego, z powrotem do pozycji 0, 40A, w obudowie 110x110mm i żółto/czerwonym pokrętłem | http://datasheet.lovatoelectric.com/Rotary_cam_switches/POL/7GN4025P25.pdf | Enclosed rotary cam switch 7GN series, 1-phase motor reversing switch with spring return 40A in plastic enclosure 110X110mm with red/yellow handle | http://datasheet.lovatoelectric.com/Rotary_cam_switches/RON/7GN4025P25.pdf
7GN4025U |  |  | Rotary cam switch 7GN series, 1-phase motor reversing switch with spring return 40A, for front mounting with black handle, front plate 65X65mm | http://datasheet.lovatoelectric.com/Rotary_cam_switches/ENG/7GN4025U.pdf | Commutatore a camme serie 7GN, invertitore di marcia monofase con ritorno a molla da 40A in esecuzione per montaggio frontale con maniglia nera, mostrina 65X65mm | http://datasheet.lovatoelectric.com/Rotary_cam_switches/ITA/7GN4025U.pdf | Łącznik krzywkowy serii 7GN, przełącznik zmiany kierunku obrotów silnika 1 fazowego, z powrotem do pozycji 0, 40A, do montażu tablicowego, z czarnym pokrętłem i tabliczką 65x65mm | http://datasheet.lovatoelectric.com/Rotary_cam_switches/POL/7GN4025U.pdf | Rotary cam switch 7GN series, 1-phase motor reversing switch with spring return 40A, for front mounting with black handle, front plate 65X65mm | http://datasheet.lovatoelectric.com/Rotary_cam_switches/RON/7GN4025U.pdf
7GN4025U65 |  |  | Rotary cam switch 7GN series, 1-phase motor reversing switch with spring return 40A, for front mounting with red/yellow handle padlockable in 0 and protection covers, front plate 65X65mm | http://datasheet.lovatoelectric.com/Rotary_cam_switches/ENG/7GN4025U65.pdf | Commutatore a camme serie 7GN, invertitore di marcia monofase con ritorno a molla da 40A in esecuzione per montaggio frontale con maniglia giallo/rossa lucchettabile in 0 e copriterminali, mostrina 65X65mm | http://datasheet.lovatoelectric.com/Rotary_cam_switches/ITA/7GN4025U65.pdf | Łącznik krzywkowy serii 7GN, przełącznik zmiany kierunku obrotów silnika 1 fazowego, z powrotem do pozycji 0, 40A, do montażu tablicowego, z żółto/czerwonym pokrętłem blokowanym w pozycji 0, osłonami zacisków i tabliczką 65x65mm | http://datasheet.lovatoelectric.com/Rotary_cam_switches/POL/7GN4025U65.pdf | Rotary cam switch 7GN series, 1-phase motor reversing switch with spring return 40A, for front mounting with red/yellow handle padlockable in 0 and protection covers, front plate 65X65mm | http://datasheet.lovatoelectric.com/Rotary_cam_switches/RON/7GN4025U65.pdf
7GN4026O |  |  | Rotary cam switch 7GN series, 3-phase motor reversing switch with spring return 40A, for rear mounting with black handle, front plate 65X65mm | http://datasheet.lovatoelectric.com/Rotary_cam_switches/ENG/7GN4026O.pdf | Commutatore a camme serie 7GN, invertitore di marcia trifase con ritorno di molla da 40A in esecuzione per montaggio a fondo quadro con maniglia nera, mostrina 65X65mm | http://datasheet.lovatoelectric.com/Rotary_cam_switches/ITA/7GN4026O.pdf | Łącznik krzywkowy serii 7GN, przełącznik zmiany kierunku obrotów silnika 3 fazowego, z powrotem do pozycji 0, 40A, do montażu wewnątrz szafy z czarnym pokrętłem i tabliczką 65x65mm | http://datasheet.lovatoelectric.com/Rotary_cam_switches/POL/7GN4026O.pdf | Rotary cam switch 7GN series, 3-phase motor reversing switch with spring return 40A, for rear mounting with black handle, front plate 65X65mm | http://datasheet.lovatoelectric.com/Rotary_cam_switches/RON/7GN4026O.pdf
7GN4026O98 |  |  |  | http://datasheet.lovatoelectric.com/Rotary_cam_switches/ENG/7GN4026O98.pdf |  | http://datasheet.lovatoelectric.com/Rotary_cam_switches/ITA/7GN4026O98.pdf |  | http://datasheet.lovatoelectric.com/Rotary_cam_switches/POL/7GN4026O98.pdf |  | http://datasheet.lovatoelectric.com/Rotary_cam_switches/RON/7GN4026O98.pdf
7GN4026P |  |  | Enclosed rotary cam switch 7GN series, 3-phase motor reversing switch with spring return 40A in plastic enclosure 110X110mm with black handle | http://datasheet.lovatoelectric.com/Rotary_cam_switches/ENG/7GN4026P.pdf | Commutatore a camme serie 7GN, invertitore di marcia trifase con ritorno a molla da 40A in cassetta plastica 110X110mm con maniglia nera | http://datasheet.lovatoelectric.com/Rotary_cam_switches/ITA/7GN4026P.pdf | Łącznik krzywkowy serii 7GN, przełącznik zmiany kierunku obrotów silnika 3 fazowego, z powrotem do pozycji 0, 40A, w obudowie 110x110mm i czarnym pokrętłem | http://datasheet.lovatoelectric.com/Rotary_cam_switches/POL/7GN4026P.pdf | Enclosed rotary cam switch 7GN series, 3-phase motor reversing switch with spring return 40A in plastic enclosure 110X110mm with black handle | http://datasheet.lovatoelectric.com/Rotary_cam_switches/RON/7GN4026P.pdf
7GN4026P25 |  |  | Enclosed rotary cam switch 7GN series, 3-phase motor reversing switch with spring return 40A in plastic enclosure 110X110mm with red/yellow handle | http://datasheet.lovatoelectric.com/Rotary_cam_switches/ENG/7GN4026P25.pdf | Commutatore a camme serie 7GN, invertitore di marcia trifase con ritorno a molla da 40A in cassetta plastica 110X110mm con maniglia giallo/rossa | http://datasheet.lovatoelectric.com/Rotary_cam_switches/ITA/7GN4026P25.pdf | Łącznik krzywkowy serii 7GN, przełącznik zmiany kierunku obrotów silnika 3 fazowego, z powrotem do pozycji 0, 40A, w obudowie 110x110mm i żółto/czerwonym pokrętłem | http://datasheet.lovatoelectric.com/Rotary_cam_switches/POL/7GN4026P25.pdf | Enclosed rotary cam switch 7GN series, 3-phase motor reversing switch with spring return 40A in plastic enclosure 110X110mm with red/yellow handle | http://datasheet.lovatoelectric.com/Rotary_cam_switches/RON/7GN4026P25.pdf
7GN4026U |  |  | Rotary cam switch 7GN series, 3-phase motor reversing switch with spring return 40A, for front mounting with black handle, front plate 65X65mm | http://datasheet.lovatoelectric.com/Rotary_cam_switches/ENG/7GN4026U.pdf | Commutatore a camme serie 7GN, invertitore di marcia trifase con ritorno a molla da 40A in esecuzione per montaggio frontale con maniglia nera, mostrina 65X65mm | http://datasheet.lovatoelectric.com/Rotary_cam_switches/ITA/7GN4026U.pdf | Łącznik krzywkowy serii 7GN, przełącznik zmiany kierunku obrotów silnika 3 fazowego, z powrotem do pozycji 0, 40A, do montażu tablicowego, z czarnym pokrętłem i tabliczką 65x65mm | http://datasheet.lovatoelectric.com/Rotary_cam_switches/POL/7GN4026U.pdf | Rotary cam switch 7GN series, 3-phase motor reversing switch with spring return 40A, for front mounting with black handle, front plate 65X65mm | http://datasheet.lovatoelectric.com/Rotary_cam_switches/RON/7GN4026U.pdf
7GN4026U65 |  |  | Rotary cam switch 7GN series, 1-phase motor reversing switch with spring return 40A, for front mounting with red/yellow handle padlockable in 0 and protection covers, front plate 65X65mm | http://datasheet.lovatoelectric.com/Rotary_cam_switches/ENG/7GN4026U65.pdf | Commutatore a camme serie 7GN, invertitore di marcia monofase con ritorno a molla da 40A in esecuzione per montaggio frontale con maniglia giallo/rossa lucchettabile in 0 e copriterminali, mostrina 65X65mm | http://datasheet.lovatoelectric.com/Rotary_cam_switches/ITA/7GN4026U65.pdf | Łącznik krzywkowy serii 7GN, przełącznik zmiany kierunku obrotów silnika 1 fazowego, z powrotem do pozycji 0, 40A, do montażu tablicowego, z żółto/czerwonym pokrętłem blokowanym w pozycji 0, osłonami zacisków i tabliczką 65x65mm | http://datasheet.lovatoelectric.com/Rotary_cam_switches/POL/7GN4026U65.pdf | Rotary cam switch 7GN series, 1-phase motor reversing switch with spring return 40A, for front mounting with red/yellow handle padlockable in 0 and protection covers, front plate 65X65mm | http://datasheet.lovatoelectric.com/Rotary_cam_switches/RON/7GN4026U65.pdf
7GN4051O |  |  | Rotary cam switch 7GN series, changeover switch 1 pole 40A, for rear mounting with black handle, front plate 65X65mm | http://datasheet.lovatoelectric.com/Rotary_cam_switches/ENG/7GN4051O.pdf | Commutatore a camme serie 7GN, commutatore 1 polo da 40A in esecuzione per montaggio a fondo quadro con maniglia nera, mostrina 65X65mm | http://datasheet.lovatoelectric.com/Rotary_cam_switches/ITA/7GN4051O.pdf | Łącznik krzywkowy serii 7GN, przełącznik sieci, 1 pole, 40A, do montażu wewnątrz szafy z czarnym pokrętłem i tabliczką 65x65mm | http://datasheet.lovatoelectric.com/Rotary_cam_switches/POL/7GN4051O.pdf | Rotary cam switch 7GN series, changeover switch 1 pole 40A, for rear mounting with black handle, front plate 65X65mm | http://datasheet.lovatoelectric.com/Rotary_cam_switches/RON/7GN4051O.pdf
7GN4051P |  |  | Enclosed rotary cam switch 7GN series, changeover switch 1 pole 40A in plastic enclosure 110X110mm with black handle | http://datasheet.lovatoelectric.com/Rotary_cam_switches/ENG/7GN4051P.pdf | Commutatore a camme serie 7GN, commutatore 1 polo da 40A in cassetta plastica 110X110mm con maniglia nera | http://datasheet.lovatoelectric.com/Rotary_cam_switches/ITA/7GN4051P.pdf | Łącznik krzywkowy serii 7GN, przełącznik sieci, 1 pole, 40A, w obudowie 110x110mm i czarnym pokrętłem | http://datasheet.lovatoelectric.com/Rotary_cam_switches/POL/7GN4051P.pdf | Enclosed rotary cam switch 7GN series, changeover switch 1 pole 40A in plastic enclosure 110X110mm with black handle | http://datasheet.lovatoelectric.com/Rotary_cam_switches/RON/7GN4051P.pdf
7GN4051U |  |  | Rotary cam switch 7GN series, changeover switch 1 pole 40A, for front mounting with black handle, front plate 65X65mm | http://datasheet.lovatoelectric.com/Rotary_cam_switches/ENG/7GN4051U.pdf | Commutatore a camme serie 7GN, commutatore 1 polo da 40A in esecuzione per montaggio frontale con maniglia nera, mostrina 65X65mm | http://datasheet.lovatoelectric.com/Rotary_cam_switches/ITA/7GN4051U.pdf | Łącznik krzywkowy serii 7GN, przełącznik sieci, 1 pole, 40A, do montażu tablicowego, z czarnym pokrętłem i tabliczką 65x65mm | http://datasheet.lovatoelectric.com/Rotary_cam_switches/POL/7GN4051U.pdf | Rotary cam switch 7GN series, changeover switch 1 pole 40A, for front mounting with black handle, front plate 65X65mm | http://datasheet.lovatoelectric.com/Rotary_cam_switches/RON/7GN4051U.pdf
7GN4052O |  |  | Rotary cam switch 7GN series, changeover switch 2 poles 40A, for rear mounting with black handle, front plate 65X65mm | http://datasheet.lovatoelectric.com/Rotary_cam_switches/ENG/7GN4052O.pdf | Commutatore a camme serie 7GN, commutatore 2 poli da 40A in esecuzione per montaggio a fondo quadro con maniglia nera, mostrina 65X65mm | http://datasheet.lovatoelectric.com/Rotary_cam_switches/ITA/7GN4052O.pdf | Łącznik krzywkowy serii 7GN, przełącznik sieci, 2 pola, 40A, do montażu wewnątrz szafy z czarnym pokrętłem i tabliczką 65x65mm | http://datasheet.lovatoelectric.com/Rotary_cam_switches/POL/7GN4052O.pdf | Rotary cam switch 7GN series, changeover switch 2 poles 40A, for rear mounting with black handle, front plate 65X65mm | http://datasheet.lovatoelectric.com/Rotary_cam_switches/RON/7GN4052O.pdf
7GN4052P |  |  | Enclosed rotary cam switch 7GN series, changeover switch 2 poles 40A in plastic enclosure 110X110mm with black handle | http://datasheet.lovatoelectric.com/Rotary_cam_switches/ENG/7GN4052P.pdf | Commutatore a camme serie 7GN, commutatore 2 poli da 40A in cassetta plastica 110X110mm con maniglia nera | http://datasheet.lovatoelectric.com/Rotary_cam_switches/ITA/7GN4052P.pdf | Łącznik krzywkowy serii 7GN, przełącznik sieci, 2 pola, 40A, w obudowie 110x110mm i czarnym pokrętłem | http://datasheet.lovatoelectric.com/Rotary_cam_switches/POL/7GN4052P.pdf | Enclosed rotary cam switch 7GN series, changeover switch 2 poles 40A in plastic enclosure 110X110mm with black handle | http://datasheet.lovatoelectric.com/Rotary_cam_switches/RON/7GN4052P.pdf
7GN4052U | 7GN4052U.JPG | http://datasheet.lovatoelectric.com/Rotary_cam_switches/products_images/7GN4052U.JPG | Rotary cam switch 7GN series, changeover switch 2 poles 40A, for front mounting with black handle, front plate 65X65mm | http://datasheet.lovatoelectric.com/Rotary_cam_switches/ENG/7GN4052U.pdf | Commutatore a camme serie 7GN, commutatore 2 poli da 40A in esecuzione per montaggio frontale con maniglia nera, mostrina 65X65mm | http://datasheet.lovatoelectric.com/Rotary_cam_switches/ITA/7GN4052U.pdf | Łącznik krzywkowy serii 7GN, przełącznik sieci, 2 pola, 40A, do montażu tablicowego, z czarnym pokrętłem i tabliczką 65x65mm | http://datasheet.lovatoelectric.com/Rotary_cam_switches/POL/7GN4052U.pdf | Rotary cam switch 7GN series, changeover switch 2 poles 40A, for front mounting with black handle, front plate 65X65mm | http://datasheet.lovatoelectric.com/Rotary_cam_switches/RON/7GN4052U.pdf
7GN4053O |  |  | Rotary cam switch 7GN series, changeover switch 3 poles 40A, for rear mounting with black handle, front plate 65X65mm | http://datasheet.lovatoelectric.com/Rotary_cam_switches/ENG/7GN4053O.pdf | Commutatore a camme serie 7GN, commutatore 3 poli da 40A in esecuzione per montaggio a fondo quadro con maniglia nera, mostrina 65X65mm | http://datasheet.lovatoelectric.com/Rotary_cam_switches/ITA/7GN4053O.pdf | Łącznik krzywkowy serii 7GN, przełącznik sieci, 3 pola, 40A, do montażu wewnątrz szafy z czarnym pokrętłem i tabliczką 65x65mm | http://datasheet.lovatoelectric.com/Rotary_cam_switches/POL/7GN4053O.pdf | Rotary cam switch 7GN series, changeover switch 3 poles 40A, for rear mounting with black handle, front plate 65X65mm | http://datasheet.lovatoelectric.com/Rotary_cam_switches/RON/7GN4053O.pdf
7GN4053O98 |  |  |  | http://datasheet.lovatoelectric.com/Rotary_cam_switches/ENG/7GN4053O98.pdf |  | http://datasheet.lovatoelectric.com/Rotary_cam_switches/ITA/7GN4053O98.pdf |  | http://datasheet.lovatoelectric.com/Rotary_cam_switches/POL/7GN4053O98.pdf |  | http://datasheet.lovatoelectric.com/Rotary_cam_switches/RON/7GN4053O98.pdf
7GN4053P |  |  | Enclosed rotary cam switch 7GN series, changeover switch 3 poles 40A in plastic enclosure 110X110mm with black handle | http://datasheet.lovatoelectric.com/Rotary_cam_switches/ENG/7GN4053P.pdf | Commutatore a camme serie 7GN, commutatore 3 poli da 40A in cassetta plastica 110X110mm con maniglia nera | http://datasheet.lovatoelectric.com/Rotary_cam_switches/ITA/7GN4053P.pdf | Łącznik krzywkowy serii 7GN, przełącznik sieci, 3 pola, 40A, w obudowie 110x110mm i czarnym pokrętłem | http://datasheet.lovatoelectric.com/Rotary_cam_switches/POL/7GN4053P.pdf | Enclosed rotary cam switch 7GN series, changeover switch 3 poles 40A in plastic enclosure 110X110mm with black handle | http://datasheet.lovatoelectric.com/Rotary_cam_switches/RON/7GN4053P.pdf
7GN4053P25 |  |  |  | http://datasheet.lovatoelectric.com/Rotary_cam_switches/ENG/7GN4053P25.pdf |  | http://datasheet.lovatoelectric.com/Rotary_cam_switches/ITA/7GN4053P25.pdf |  | http://datasheet.lovatoelectric.com/Rotary_cam_switches/POL/7GN4053P25.pdf |  | http://datasheet.lovatoelectric.com/Rotary_cam_switches/RON/7GN4053P25.pdf
7GN4053U | 7GN4053U.jpg | http://datasheet.lovatoelectric.com/Rotary_cam_switches/products_images/7GN4053U.jpg | Rotary cam switch 7GN series, changeover switch 3 poles 40A, for front mounting with black handle, front plate 65X65mm | http://datasheet.lovatoelectric.com/Rotary_cam_switches/ENG/7GN4053U.pdf | Commutatore a camme serie 7GN, commutatore 3 poli da 40A in esecuzione per montaggio frontale con maniglia nera, mostrina 65X65mm | http://datasheet.lovatoelectric.com/Rotary_cam_switches/ITA/7GN4053U.pdf | Łącznik krzywkowy serii 7GN, przełącznik sieci, 3 pola, 40A, do montażu tablicowego, z czarnym pokrętłem i tabliczką 65x65mm | http://datasheet.lovatoelectric.com/Rotary_cam_switches/POL/7GN4053U.pdf | Rotary cam switch 7GN series, changeover switch 3 poles 40A, for front mounting with black handle, front plate 65X65mm | http://datasheet.lovatoelectric.com/Rotary_cam_switches/RON/7GN4053U.pdf
7GN4053U65 |  |  |  | http://datasheet.lovatoelectric.com/Rotary_cam_switches/ENG/7GN4053U65.pdf |  | http://datasheet.lovatoelectric.com/Rotary_cam_switches/ITA/7GN4053U65.pdf |  | http://datasheet.lovatoelectric.com/Rotary_cam_switches/POL/7GN4053U65.pdf |  | http://datasheet.lovatoelectric.com/Rotary_cam_switches/RON/7GN4053U65.pdf
7GN4054O |  |  | Rotary cam switch 7GN series, changeover switch without 0, 1 pole 40A, for rear mounting with black handle, front plate 65X65mm | http://datasheet.lovatoelectric.com/Rotary_cam_switches/ENG/7GN4054O.pdf | Commutatore a camme serie 7GN, deviatore 1 polo da 40A in esecuzione per montaggio a fondo quadro con maniglia nera, mostrina 65X65mm | http://datasheet.lovatoelectric.com/Rotary_cam_switches/ITA/7GN4054O.pdf | Łącznik krzywkowy serii 7GN, przełącznik sieci bez 0, 1 pole, 40A, do montażu wewnątrz szafy z czarnym pokrętłem i tabliczką 65x65mm | http://datasheet.lovatoelectric.com/Rotary_cam_switches/POL/7GN4054O.pdf | Rotary cam switch 7GN series, changeover switch without 0, 1 pole 40A, for rear mounting with black handle, front plate 65X65mm | http://datasheet.lovatoelectric.com/Rotary_cam_switches/RON/7GN4054O.pdf
7GN4054P |  |  | Enclosed rotary cam switch 7GN series, changeover switch without 0, 1 pole 40A in plastic enclosure 110X110mm with black handle | http://datasheet.lovatoelectric.com/Rotary_cam_switches/ENG/7GN4054P.pdf | Commutatore a camme serie 7GN, deviatore 1 polo da 40A in cassetta plastica 110X110mm con maniglia nera | http://datasheet.lovatoelectric.com/Rotary_cam_switches/ITA/7GN4054P.pdf | Łącznik krzywkowy serii 7GN, przełącznik sieci bez 0, 1 pole, 40A, w obudowie 110x110mm i czarnym pokrętłem | http://datasheet.lovatoelectric.com/Rotary_cam_switches/POL/7GN4054P.pdf | Enclosed rotary cam switch 7GN series, changeover switch without 0, 1 pole 40A in plastic enclosure 110X110mm with black handle | http://datasheet.lovatoelectric.com/Rotary_cam_switches/RON/7GN4054P.pdf
7GN4054U |  |  | Rotary cam switch 7GN series, changeover switch without 0, 1 pole 40A, for front mounting with black handle, front plate 65X65mm | http://datasheet.lovatoelectric.com/Rotary_cam_switches/ENG/7GN4054U.pdf | Commutatore a camme serie 7GN, deviatore 1 polo da 40A in esecuzione per montaggio frontale con maniglia nera, mostrina 65X65mm | http://datasheet.lovatoelectric.com/Rotary_cam_switches/ITA/7GN4054U.pdf | Łącznik krzywkowy serii 7GN, przełącznik sieci bez 0, 1 pole, 40A, do montażu tablicowego, z czarnym pokrętłem i tabliczką 65x65mm | http://datasheet.lovatoelectric.com/Rotary_cam_switches/POL/7GN4054U.pdf | Rotary cam switch 7GN series, changeover switch without 0, 1 pole 40A, for front mounting with black handle, front plate 65X65mm | http://datasheet.lovatoelectric.com/Rotary_cam_switches/RON/7GN4054U.pdf
7GN4055O |  |  | Rotary cam switch 7GN series, changeover switch without 0, 2 poles 40A, for rear mounting with black handle, front plate 65X65mm | http://datasheet.lovatoelectric.com/Rotary_cam_switches/ENG/7GN4055O.pdf | Commutatore a camme serie 7GN, deviatore 2 poli da 40A in esecuzione per montaggio a fondo quadro con maniglia nera, mostrina 65X65mm | http://datasheet.lovatoelectric.com/Rotary_cam_switches/ITA/7GN4055O.pdf | Łącznik krzywkowy serii 7GN, przełącznik sieci bez 0, 2 pola, 40A, do montażu wewnątrz szafy z czarnym pokrętłem i tabliczką 65x65mm | http://datasheet.lovatoelectric.com/Rotary_cam_switches/POL/7GN4055O.pdf | Rotary cam switch 7GN series, changeover switch without 0, 2 poles 40A, for rear mounting with black handle, front plate 65X65mm | http://datasheet.lovatoelectric.com/Rotary_cam_switches/RON/7GN4055O.pdf
7GN4055P |  |  | Enclosed rotary cam switch 7GN series, changeover switch without 0, 2 poles 40A in plastic enclosure 110X110mm with black handle | http://datasheet.lovatoelectric.com/Rotary_cam_switches/ENG/7GN4055P.pdf | Commutatore a camme serie 7GN, deviatore 2 poli da 40A in cassetta plastica 110X110mm con maniglia nera | http://datasheet.lovatoelectric.com/Rotary_cam_switches/ITA/7GN4055P.pdf | Łącznik krzywkowy serii 7GN, przełącznik sieci bez 0, 2 pola, 40A, w obudowie 110x110mm i czarnym pokrętłem | http://datasheet.lovatoelectric.com/Rotary_cam_switches/POL/7GN4055P.pdf | Enclosed rotary cam switch 7GN series, changeover switch without 0, 2 poles 40A in plastic enclosure 110X110mm with black handle | http://datasheet.lovatoelectric.com/Rotary_cam_switches/RON/7GN4055P.pdf
7GN4055U |  |  | Rotary cam switch 7GN series, changeover switch without 0, 2 poles 40A, for front mounting with black handle, front plate 65X65mm | http://datasheet.lovatoelectric.com/Rotary_cam_switches/ENG/7GN4055U.pdf | Commutatore a camme serie 7GN, deviatore 2 poli da 40A in esecuzione per montaggio frontale con maniglia nera, mostrina 65X65mm | http://datasheet.lovatoelectric.com/Rotary_cam_switches/ITA/7GN4055U.pdf | Łącznik krzywkowy serii 7GN, przełącznik sieci bez 0, 2 pola, 40A, do montażu tablicowego, z czarnym pokrętłem i tabliczką 65x65mm | http://datasheet.lovatoelectric.com/Rotary_cam_switches/POL/7GN4055U.pdf | Rotary cam switch 7GN series, changeover switch without 0, 2 poles 40A, for front mounting with black handle, front plate 65X65mm | http://datasheet.lovatoelectric.com/Rotary_cam_switches/RON/7GN4055U.pdf
7GN4056O |  |  | Rotary cam switch 7GN series, changeover switch without 0, 3 poles 40A, for rear mounting with black handle, front plate 65X65mm | http://datasheet.lovatoelectric.com/Rotary_cam_switches/ENG/7GN4056O.pdf | Commutatore a camme serie 7GN, deviatore 3 poli da 40A in esecuzione per montaggio a fondo quadro con maniglia nera, mostrina 65X65mm | http://datasheet.lovatoelectric.com/Rotary_cam_switches/ITA/7GN4056O.pdf | Łącznik krzywkowy serii 7GN, przełącznik sieci bez 0, 3 pola, 40A, do montażu wewnątrz szafy z czarnym pokrętłem i tabliczką 65x65mm | http://datasheet.lovatoelectric.com/Rotary_cam_switches/POL/7GN4056O.pdf | Rotary cam switch 7GN series, changeover switch without 0, 3 poles 40A, for rear mounting with black handle, front plate 65X65mm | http://datasheet.lovatoelectric.com/Rotary_cam_switches/RON/7GN4056O.pdf
7GN4056P |  |  | Enclosed rotary cam switch 7GN series, changeover switch without 0, 3 poles 40A in plastic enclosure 110X110mm with black handle | http://datasheet.lovatoelectric.com/Rotary_cam_switches/ENG/7GN4056P.pdf | Commutatore a camme serie 7GN, deviatore 3 poli da 40A in cassetta plastica 110X110mm con maniglia nera | http://datasheet.lovatoelectric.com/Rotary_cam_switches/ITA/7GN4056P.pdf | Łącznik krzywkowy serii 7GN, przełącznik sieci bez 0, 3 pola, 40A, w obudowie 110x110mm i czarnym pokrętłem | http://datasheet.lovatoelectric.com/Rotary_cam_switches/POL/7GN4056P.pdf | Enclosed rotary cam switch 7GN series, changeover switch without 0, 3 poles 40A in plastic enclosure 110X110mm with black handle | http://datasheet.lovatoelectric.com/Rotary_cam_switches/RON/7GN4056P.pdf
7GN4056U |  |  | Rotary cam switch 7GN series, changeover switch without 0, 3 poles 40A, for front mounting with black handle, front plate 65X65mm | http://datasheet.lovatoelectric.com/Rotary_cam_switches/ENG/7GN4056U.pdf | Commutatore a camme serie 7GN, deviatore 3 poli da 40A in esecuzione per montaggio frontale con maniglia nera, mostrina 65X65mm | http://datasheet.lovatoelectric.com/Rotary_cam_switches/ITA/7GN4056U.pdf | Łącznik krzywkowy serii 7GN, przełącznik sieci bez 0, 3 pola, 40A, do montażu tablicowego, z czarnym pokrętłem i tabliczką 65x65mm | http://datasheet.lovatoelectric.com/Rotary_cam_switches/POL/7GN4056U.pdf | Rotary cam switch 7GN series, changeover switch without 0, 3 poles 40A, for front mounting with black handle, front plate 65X65mm | http://datasheet.lovatoelectric.com/Rotary_cam_switches/RON/7GN4056U.pdf
7GN4066O |  |  | Rotary cam switch 7GN series, voltmeter switch for phase-neutral and phase-phase voltages 40A, for rear mounting with black handle, front plate 65X65mm | http://datasheet.lovatoelectric.com/Rotary_cam_switches/ENG/7GN4066O.pdf | Commutatore a camme serie 7GN, commutatore voltmetrico per tensioni di fase e concatenate da 40A in esecuzione per montaggio a fondo quadro con maniglia nera, mostrina 65X65mm | http://datasheet.lovatoelectric.com/Rotary_cam_switches/ITA/7GN4066O.pdf | Łącznik krzywkowy serii 7GN, przełącznik woltomierzy, napięcia fazowe i międzyfazowe, 40A, do montażu wewnątrz szafy z czarnym pokrętłem i tabliczką 65x65mm | http://datasheet.lovatoelectric.com/Rotary_cam_switches/POL/7GN4066O.pdf | Rotary cam switch 7GN series, voltmeter switch for phase-neutral and phase-phase voltages 40A, for rear mounting with black handle, front plate 65X65mm | http://datasheet.lovatoelectric.com/Rotary_cam_switches/RON/7GN4066O.pdf
7GN4066U |  |  | Rotary cam switch 7GN series, voltmeter switch for phase-neutral and phase-phase voltages 40A, for front mounting with black handle, front plate 65X65mm | http://datasheet.lovatoelectric.com/Rotary_cam_switches/ENG/7GN4066U.pdf | Commutatore a camme serie 7GN, commutatore voltmetrico per tensioni di fase e concatenate da 40A in esecuzione per montaggio frontale con maniglia nera, mostrina 65X65mm | http://datasheet.lovatoelectric.com/Rotary_cam_switches/ITA/7GN4066U.pdf | Łącznik krzywkowy serii 7GN, przełącznik woltomierzy, napięcia fazowe i międzyfazowe, 40A, do montażu tablicowego, z czarnym pokrętłem i tabliczką 65x65mm | http://datasheet.lovatoelectric.com/Rotary_cam_switches/POL/7GN4066U.pdf | Rotary cam switch 7GN series, voltmeter switch for phase-neutral and phase-phase voltages 40A, for front mounting with black handle, front plate 65X65mm | http://datasheet.lovatoelectric.com/Rotary_cam_switches/RON/7GN4066U.pdf
7GN4067O |  |  | Rotary cam switch 7GN series, voltmeter switch for phase-phase voltages 40A, for rear mounting with black handle, front plate 65X65mm | http://datasheet.lovatoelectric.com/Rotary_cam_switches/ENG/7GN4067O.pdf | Commutatore a camme serie 7GN, commutatore voltmetrico per tensioni concatenate da 40A in esecuzione per montaggio a fondo quadro con maniglia nera, mostrina 65X65mm | http://datasheet.lovatoelectric.com/Rotary_cam_switches/ITA/7GN4067O.pdf | Łącznik krzywkowy serii 7GN, przełącznik woltomierzy, napięcia międzyfazowe, 40A, do montażu wewnątrz szafy z czarnym pokrętłem i tabliczką 65x65mm | http://datasheet.lovatoelectric.com/Rotary_cam_switches/POL/7GN4067O.pdf | Rotary cam switch 7GN series, voltmeter switch for phase-phase voltages 40A, for rear mounting with black handle, front plate 65X65mm | http://datasheet.lovatoelectric.com/Rotary_cam_switches/RON/7GN4067O.pdf
7GN4067U |  |  | Rotary cam switch 7GN series, voltmeter switch for phase-phase voltages 40A, for front mounting with black handle, front plate 65X65mm | http://datasheet.lovatoelectric.com/Rotary_cam_switches/ENG/7GN4067U.pdf | Commutatore a camme serie 7GN, commutatore voltmetrico per tensioni concatenate da 40A in esecuzione per montaggio frontale con maniglia nera, mostrina 65X65mm | http://datasheet.lovatoelectric.com/Rotary_cam_switches/ITA/7GN4067U.pdf | Łącznik krzywkowy serii 7GN, przełącznik woltomierzy, napięcia międzyfazowe, 40A, do montażu tablicowego, z czarnym pokrętłem i tabliczką 65x65mm | http://datasheet.lovatoelectric.com/Rotary_cam_switches/POL/7GN4067U.pdf | Rotary cam switch 7GN series, voltmeter switch for phase-phase voltages 40A, for front mounting with black handle, front plate 65X65mm | http://datasheet.lovatoelectric.com/Rotary_cam_switches/RON/7GN4067U.pdf
7GN4068O |  |  | Rotary cam switch 7GN series, voltmeter switch for phase-neutral voltages 40A, for rear mounting with black handle, front plate 65X65mm | http://datasheet.lovatoelectric.com/Rotary_cam_switches/ENG/7GN4068O.pdf | Commutatore a camme serie 7GN, commutatore voltmetrico per tensioni di fase da 40A in esecuzione per montaggio a fondo quadro con maniglia nera, mostrina 65X65mm | http://datasheet.lovatoelectric.com/Rotary_cam_switches/ITA/7GN4068O.pdf | Łącznik krzywkowy serii 7GN, przełącznik woltomierzy, napięcia fazowe, 40A, do montażu wewnątrz szafy z czarnym pokrętłem i tabliczką 65x65mm | http://datasheet.lovatoelectric.com/Rotary_cam_switches/POL/7GN4068O.pdf | Rotary cam switch 7GN series, voltmeter switch for phase-neutral voltages 40A, for rear mounting with black handle, front plate 65X65mm | http://datasheet.lovatoelectric.com/Rotary_cam_switches/RON/7GN4068O.pdf
7GN4068U |  |  | Rotary cam switch 7GN series, voltmeter switch for phase-neutral voltages 40A, for front mounting with black handle, front plate 65X65mm | http://datasheet.lovatoelectric.com/Rotary_cam_switches/ENG/7GN4068U.pdf | Commutatore a camme serie 7GN, commutatore voltmetrico per tensioni cdi fase da 40A in esecuzione per montaggio frontale con maniglia nera, mostrina 65X65mm | http://datasheet.lovatoelectric.com/Rotary_cam_switches/ITA/7GN4068U.pdf | Łącznik krzywkowy serii 7GN, przełącznik woltomierzy, napięcia fazowe, 40A, do montażu tablicowego, z czarnym pokrętłem i tabliczką 65x65mm | http://datasheet.lovatoelectric.com/Rotary_cam_switches/POL/7GN4068U.pdf | Rotary cam switch 7GN series, voltmeter switch for phase-neutral voltages 40A, for front mounting with black handle, front plate 65X65mm | http://datasheet.lovatoelectric.com/Rotary_cam_switches/RON/7GN4068U.pdf
7GN4069O |  |  | Rotary cam switch 7GN series, changeover switch without 0, 4 poles 40A, for rear mounting with black handle, front plate 65X65mm | http://datasheet.lovatoelectric.com/Rotary_cam_switches/ENG/7GN4069O.pdf | Commutatore a camme serie 7GN, deviatore 4 poli da 40A in esecuzione per montaggio a fondo quadro con maniglia nera, mostrina 65X65mm | http://datasheet.lovatoelectric.com/Rotary_cam_switches/ITA/7GN4069O.pdf | Łącznik krzywkowy serii 7GN, przełącznik sieci bez 0, 4 pola, 40A, do montażu wewnątrz szafy z czarnym pokrętłem i tabliczką 65x65mm | http://datasheet.lovatoelectric.com/Rotary_cam_switches/POL/7GN4069O.pdf | Rotary cam switch 7GN series, changeover switch without 0, 4 poles 40A, for rear mounting with black handle, front plate 65X65mm | http://datasheet.lovatoelectric.com/Rotary_cam_switches/RON/7GN4069O.pdf
7GN4069P |  |  | Enclosed rotary cam switch 7GN series, changeover switch without 0, 4 poles 40A in plastic enclosure 110X110mm with black handle | http://datasheet.lovatoelectric.com/Rotary_cam_switches/ENG/7GN4069P.pdf | Commutatore a camme serie 7GN, deviatore 4 poli da 40A in cassetta plastica 110X110mm con maniglia nera | http://datasheet.lovatoelectric.com/Rotary_cam_switches/ITA/7GN4069P.pdf | Łącznik krzywkowy serii 7GN, przełącznik sieci bez 0, 4 pola, 40A, w obudowie 110x110mm i czarnym pokrętłem | http://datasheet.lovatoelectric.com/Rotary_cam_switches/POL/7GN4069P.pdf | Enclosed rotary cam switch 7GN series, changeover switch without 0, 4 poles 40A in plastic enclosure 110X110mm with black handle | http://datasheet.lovatoelectric.com/Rotary_cam_switches/RON/7GN4069P.pdf
7GN4069U |  |  | Rotary cam switch 7GN series, changeover switch without 0, 4 poles 40A, for front mounting with black handle, front plate 65X65mm | http://datasheet.lovatoelectric.com/Rotary_cam_switches/ENG/7GN4069U.pdf | Commutatore a camme serie 7GN, deviatore 4 poli da 40A in esecuzione per montaggio frontale con maniglia nera, mostrina 65X65mm | http://datasheet.lovatoelectric.com/Rotary_cam_switches/ITA/7GN4069U.pdf | Łącznik krzywkowy serii 7GN, przełącznik sieci bez 0, 4 pola, 40A, do montażu tablicowego, z czarnym pokrętłem i tabliczką 65x65mm | http://datasheet.lovatoelectric.com/Rotary_cam_switches/POL/7GN4069U.pdf | Rotary cam switch 7GN series, changeover switch without 0, 4 poles 40A, for front mounting with black handle, front plate 65X65mm | http://datasheet.lovatoelectric.com/Rotary_cam_switches/RON/7GN4069U.pdf
7GN4075O |  |  | Rotary cam switch 7GN series, changeover switch 4 poles 40A, for rear mounting with black handle, front plate 65X65mm | http://datasheet.lovatoelectric.com/Rotary_cam_switches/ENG/7GN4075O.pdf | Commutatore a camme serie 7GN, commutatore 4 poli da 40A in esecuzione per montaggio a fondo quadro con maniglia nera, mostrina 65X65mm | http://datasheet.lovatoelectric.com/Rotary_cam_switches/ITA/7GN4075O.pdf | Łącznik krzywkowy serii 7GN, przełącznik sieci, 4 pola, 40A, do montażu wewnątrz szafy z czarnym pokrętłem i tabliczką 65x65mm | http://datasheet.lovatoelectric.com/Rotary_cam_switches/POL/7GN4075O.pdf | Rotary cam switch 7GN series, changeover switch 4 poles 40A, for rear mounting with black handle, front plate 65X65mm | http://datasheet.lovatoelectric.com/Rotary_cam_switches/RON/7GN4075O.pdf
7GN4075P |  |  | Enclosed rotary cam switch 7GN series, changeover switch 4 poles 40A in plastic enclosure 110X110mm with black handle | http://datasheet.lovatoelectric.com/Rotary_cam_switches/ENG/7GN4075P.pdf | Commutatore a camme serie 7GN, commutatore 4 poli da 40A in cassetta plastica 110X110mm con maniglia nera | http://datasheet.lovatoelectric.com/Rotary_cam_switches/ITA/7GN4075P.pdf | Łącznik krzywkowy serii 7GN, przełącznik sieci, 4 pola, 40A, w obudowie 110x110mm i czarnym pokrętłem | http://datasheet.lovatoelectric.com/Rotary_cam_switches/POL/7GN4075P.pdf | Enclosed rotary cam switch 7GN series, changeover switch 4 poles 40A in plastic enclosure 110X110mm with black handle | http://datasheet.lovatoelectric.com/Rotary_cam_switches/RON/7GN4075P.pdf
7GN4075U |  |  | Rotary cam switch 7GN series, changeover switch 4 poles 40A, for front mounting with black handle, front plate 65X65mm | http://datasheet.lovatoelectric.com/Rotary_cam_switches/ENG/7GN4075U.pdf | Commutatore a camme serie 7GN, commutatore 4 poli da 40A in esecuzione per montaggio frontale con maniglia nera, mostrina 65X65mm | http://datasheet.lovatoelectric.com/Rotary_cam_switches/ITA/7GN4075U.pdf | Łącznik krzywkowy serii 7GN, przełącznik sieci, 4 pola, 40A, do montażu tablicowego, z czarnym pokrętłem i tabliczką 65x65mm | http://datasheet.lovatoelectric.com/Rotary_cam_switches/POL/7GN4075U.pdf | Rotary cam switch 7GN series, changeover switch 4 poles 40A, for front mounting with black handle, front plate 65X65mm | http://datasheet.lovatoelectric.com/Rotary_cam_switches/RON/7GN4075U.pdf
7GN4082O |  |  | Rotary cam switch 7GN series, multi-step 1-2-3, 1 pole 40A, for rear mounting with black handle, front plate 65X65mm | http://datasheet.lovatoelectric.com/Rotary_cam_switches/ENG/7GN4082O.pdf | Commutatore a camme serie 7GN, multivia 1-2-3 1 polo da 40A in esecuzione per montaggio a fondo quadro con maniglia nera, mostrina 65X65mm | http://datasheet.lovatoelectric.com/Rotary_cam_switches/ITA/7GN4082O.pdf | Łącznik krzywkowy serii 7GN, wielopozycyjny 1-2-3, 1 pole, 40A, do montażu wewnątrz szafy z czarnym pokrętłem i tabliczką 65x65mm | http://datasheet.lovatoelectric.com/Rotary_cam_switches/POL/7GN4082O.pdf | Rotary cam switch 7GN series, multi-step 1-2-3, 1 pole 40A, for rear mounting with black handle, front plate 65X65mm | http://datasheet.lovatoelectric.com/Rotary_cam_switches/RON/7GN4082O.pdf
7GN4082P |  |  | Enclosed rotary cam switch 7GN series, multi-step 1-2-3, 1 pole 40A in plastic enclosure 110X110mm with black handle | http://datasheet.lovatoelectric.com/Rotary_cam_switches/ENG/7GN4082P.pdf | Commutatore a camme serie 7GN, multivia 1-2-3 1 polo da 40A in cassetta plastica 110X110mm con maniglia nera | http://datasheet.lovatoelectric.com/Rotary_cam_switches/ITA/7GN4082P.pdf | Łącznik krzywkowy serii 7GN, wielopozycyjny 1-2-3, 1 pole, 40A, w obudowie 110x110mm i czarnym pokrętłem | http://datasheet.lovatoelectric.com/Rotary_cam_switches/POL/7GN4082P.pdf | Enclosed rotary cam switch 7GN series, multi-step 1-2-3, 1 pole 40A in plastic enclosure 110X110mm with black handle | http://datasheet.lovatoelectric.com/Rotary_cam_switches/RON/7GN4082P.pdf
7GN4082U |  |  | Rotary cam switch 7GN series, multi-step 1-2-3, 1 pole 40A, for front mounting with black handle, front plate 65X65mm | http://datasheet.lovatoelectric.com/Rotary_cam_switches/ENG/7GN4082U.pdf | Commutatore a camme serie 7GN, multivia 1-2-3 1 polo da 40A in esecuzione per montaggio frontale con maniglia nera, mostrina 65X65mm | http://datasheet.lovatoelectric.com/Rotary_cam_switches/ITA/7GN4082U.pdf | Łącznik krzywkowy serii 7GN, wielopozycyjny 1-2-3, 1 pole, 40A, do montażu tablicowego, z czarnym pokrętłem i tabliczką 65x65mm | http://datasheet.lovatoelectric.com/Rotary_cam_switches/POL/7GN4082U.pdf | Rotary cam switch 7GN series, multi-step 1-2-3, 1 pole 40A, for front mounting with black handle, front plate 65X65mm | http://datasheet.lovatoelectric.com/Rotary_cam_switches/RON/7GN4082U.pdf
7GN4083O |  |  | Rotary cam switch 7GN series, multi-step 1-2-3-4, 1 pole 40A, for rear mounting with black handle, front plate 65X65mm | http://datasheet.lovatoelectric.com/Rotary_cam_switches/ENG/7GN4083O.pdf | Commutatore a camme serie 7GN, multivia 1-2-3-4 1 polo da 40A in esecuzione per montaggio a fondo quadro con maniglia nera, mostrina 65X65mm | http://datasheet.lovatoelectric.com/Rotary_cam_switches/ITA/7GN4083O.pdf | Łącznik krzywkowy serii 7GN, wielopozycyjny 1-2-3-4, 1 pole, 40A, do montażu wewnątrz szafy z czarnym pokrętłem i tabliczką 65x65mm | http://datasheet.lovatoelectric.com/Rotary_cam_switches/POL/7GN4083O.pdf | Rotary cam switch 7GN series, multi-step 1-2-3-4, 1 pole 40A, for rear mounting with black handle, front plate 65X65mm | http://datasheet.lovatoelectric.com/Rotary_cam_switches/RON/7GN4083O.pdf
7GN4083P |  |  | Enclosed rotary cam switch 7GN series, multi-step 1-2-3-4, 1 pole 40A in plastic enclosure 110X110mm with black handle | http://datasheet.lovatoelectric.com/Rotary_cam_switches/ENG/7GN4083P.pdf | Commutatore a camme serie 7GN, multivia 1-2-3-4 1 polo da 40A in cassetta plastica 110X110mm con maniglia nera | http://datasheet.lovatoelectric.com/Rotary_cam_switches/ITA/7GN4083P.pdf | Łącznik krzywkowy serii 7GN, wielopozycyjny 1-2-3-4, 1 pole, 40A, w obudowie 110x110mm i czarnym pokrętłem | http://datasheet.lovatoelectric.com/Rotary_cam_switches/POL/7GN4083P.pdf | Enclosed rotary cam switch 7GN series, multi-step 1-2-3-4, 1 pole 40A in plastic enclosure 110X110mm with black handle | http://datasheet.lovatoelectric.com/Rotary_cam_switches/RON/7GN4083P.pdf
7GN4083U |  |  | Rotary cam switch 7GN series, multi-step 1-2-3-4, 1 pole 40A, for front mounting with black handle, front plate 65X65mm | http://datasheet.lovatoelectric.com/Rotary_cam_switches/ENG/7GN4083U.pdf | Commutatore a camme serie 7GN, multivia 1-2-3-4 1 polo da 40A in esecuzione per montaggio frontale con maniglia nera, mostrina 65X65mm | http://datasheet.lovatoelectric.com/Rotary_cam_switches/ITA/7GN4083U.pdf | Łącznik krzywkowy serii 7GN, wielopozycyjny 1-2-3-4, 1 pole, 40A, do montażu tablicowego, z czarnym pokrętłem i tabliczką 65x65mm | http://datasheet.lovatoelectric.com/Rotary_cam_switches/POL/7GN4083U.pdf | Rotary cam switch 7GN series, multi-step 1-2-3-4, 1 pole 40A, for front mounting with black handle, front plate 65X65mm | http://datasheet.lovatoelectric.com/Rotary_cam_switches/RON/7GN4083U.pdf
7GN4084O |  |  | Rotary cam switch 7GN series, multi-step 1-2-3-4-5, 1 pole 40A, for rear mounting with black handle, front plate 65X65mm | http://datasheet.lovatoelectric.com/Rotary_cam_switches/ENG/7GN4084O.pdf | Commutatore a camme serie 7GN, multivia 1-2-3-4-5 1 polo da 40A in esecuzione per montaggio a fondo quadro con maniglia nera, mostrina 65X65mm | http://datasheet.lovatoelectric.com/Rotary_cam_switches/ITA/7GN4084O.pdf | Łącznik krzywkowy serii 7GN, wielopozycyjny 1-2-3-4-5, 1 pole, 40A, do montażu wewnątrz szafy z czarnym pokrętłem i tabliczką 65x65mm | http://datasheet.lovatoelectric.com/Rotary_cam_switches/POL/7GN4084O.pdf | Rotary cam switch 7GN series, multi-step 1-2-3-4-5, 1 pole 40A, for rear mounting with black handle, front plate 65X65mm | http://datasheet.lovatoelectric.com/Rotary_cam_switches/RON/7GN4084O.pdf
7GN4084P |  |  | Enclosed rotary cam switch 7GN series, multi-step 1-2-3-4-5, 1 pole 40A in plastic enclosure 110X110mm with black handle | http://datasheet.lovatoelectric.com/Rotary_cam_switches/ENG/7GN4084P.pdf | Commutatore a camme serie 7GN, multivia 1-2-3-4-5 1 polo da 40A in cassetta plastica 110X110mm con maniglia nera | http://datasheet.lovatoelectric.com/Rotary_cam_switches/ITA/7GN4084P.pdf | Łącznik krzywkowy serii 7GN, wielopozycyjny 1-2-3-4-5, 1 pole, 40A, w obudowie 110x110mm i czarnym pokrętłem | http://datasheet.lovatoelectric.com/Rotary_cam_switches/POL/7GN4084P.pdf | Enclosed rotary cam switch 7GN series, multi-step 1-2-3-4-5, 1 pole 40A in plastic enclosure 110X110mm with black handle | http://datasheet.lovatoelectric.com/Rotary_cam_switches/RON/7GN4084P.pdf
7GN4084U |  |  | Rotary cam switch 7GN series, multi-step 1-2-3-4-5, 1 pole 40A, for front mounting with black handle, front plate 65X65mm | http://datasheet.lovatoelectric.com/Rotary_cam_switches/ENG/7GN4084U.pdf | Commutatore a camme serie 7GN, multivia 1-2-3-4-5 1 polo da 40A in esecuzione per montaggio frontale con maniglia nera, mostrina 65X65mm | http://datasheet.lovatoelectric.com/Rotary_cam_switches/ITA/7GN4084U.pdf | Łącznik krzywkowy serii 7GN, wielopozycyjny 1-2-3-4-5, 1 pole, 40A, do montażu tablicowego, z czarnym pokrętłem i tabliczką 65x65mm | http://datasheet.lovatoelectric.com/Rotary_cam_switches/POL/7GN4084U.pdf | Rotary cam switch 7GN series, multi-step 1-2-3-4-5, 1 pole 40A, for front mounting with black handle, front plate 65X65mm | http://datasheet.lovatoelectric.com/Rotary_cam_switches/RON/7GN4084U.pdf
7GN4085O |  |  | Rotary cam switch 7GN series, multi-step 1-2-3-4-5-6, 1 pole 40A, for rear mounting with black handle, front plate 65X65mm | http://datasheet.lovatoelectric.com/Rotary_cam_switches/ENG/7GN4085O.pdf | Commutatore a camme serie 7GN, multivia 1-2-3-4-5-6 1 polo da 40A in esecuzione per montaggio a fondo quadro con maniglia nera, mostrina 65X65mm | http://datasheet.lovatoelectric.com/Rotary_cam_switches/ITA/7GN4085O.pdf | Łącznik krzywkowy serii 7GN, wielopozycyjny 1-2-3-4-5-6, 1 pole, 40A, do montażu wewnątrz szafy z czarnym pokrętłem i tabliczką 65x65mm | http://datasheet.lovatoelectric.com/Rotary_cam_switches/POL/7GN4085O.pdf | Rotary cam switch 7GN series, multi-step 1-2-3-4-5-6, 1 pole 40A, for rear mounting with black handle, front plate 65X65mm | http://datasheet.lovatoelectric.com/Rotary_cam_switches/RON/7GN4085O.pdf
7GN4085P |  |  | Enclosed rotary cam switch 7GN series, multi-step 1-2-3-4-5-6, 1 pole 40A in plastic enclosure 110X110mm with black handle | http://datasheet.lovatoelectric.com/Rotary_cam_switches/ENG/7GN4085P.pdf | Commutatore a camme serie 7GN, multivia 1-2-3-4-5-6 1 polo da 40A in cassetta plastica 110X110mm con maniglia nera | http://datasheet.lovatoelectric.com/Rotary_cam_switches/ITA/7GN4085P.pdf | Łącznik krzywkowy serii 7GN, wielopozycyjny 1-2-3-4-5-6, 1 pole, 40A, w obudowie 110x110mm i czarnym pokrętłem | http://datasheet.lovatoelectric.com/Rotary_cam_switches/POL/7GN4085P.pdf | Enclosed rotary cam switch 7GN series, multi-step 1-2-3-4-5-6, 1 pole 40A in plastic enclosure 110X110mm with black handle | http://datasheet.lovatoelectric.com/Rotary_cam_switches/RON/7GN4085P.pdf
7GN4085U |  |  | Rotary cam switch 7GN series, multi-step 1-2-3-4-5-6, 1 pole 40A, for front mounting with black handle, front plate 65X65mm | http://datasheet.lovatoelectric.com/Rotary_cam_switches/ENG/7GN4085U.pdf | Commutatore a camme serie 7GN, multivia 1-2-3-4-5-6 1 polo da 40A in esecuzione per montaggio frontale con maniglia nera, mostrina 65X65mm | http://datasheet.lovatoelectric.com/Rotary_cam_switches/ITA/7GN4085U.pdf | Łącznik krzywkowy serii 7GN, wielopozycyjny 1-2-3-4-5-6, 1 pole, 40A, do montażu tablicowego, z czarnym pokrętłem i tabliczką 65x65mm | http://datasheet.lovatoelectric.com/Rotary_cam_switches/POL/7GN4085U.pdf | Rotary cam switch 7GN series, multi-step 1-2-3-4-5-6, 1 pole 40A, for front mounting with black handle, front plate 65X65mm | http://datasheet.lovatoelectric.com/Rotary_cam_switches/RON/7GN4085U.pdf
7GN4086O |  |  | Rotary cam switch 7GN series, multi-step 1-2-3, 2 poles 40A, for rear mounting with black handle, front plate 65X65mm | http://datasheet.lovatoelectric.com/Rotary_cam_switches/ENG/7GN4086O.pdf | Commutatore a camme serie 7GN, multivia 1-2-3 2 poli da 40A in esecuzione per montaggio a fondo quadro con maniglia nera, mostrina 65X65mm | http://datasheet.lovatoelectric.com/Rotary_cam_switches/ITA/7GN4086O.pdf | Łącznik krzywkowy serii 7GN, wielopozycyjny 1-2-3, 2 pola, 40A, do montażu wewnątrz szafy z czarnym pokrętłem i tabliczką 65x65mm | http://datasheet.lovatoelectric.com/Rotary_cam_switches/POL/7GN4086O.pdf | Rotary cam switch 7GN series, multi-step 1-2-3, 2 poles 40A, for rear mounting with black handle, front plate 65X65mm | http://datasheet.lovatoelectric.com/Rotary_cam_switches/RON/7GN4086O.pdf
7GN4086P |  |  | Enclosed rotary cam switch 7GN series, multi-step 1-2-3, 2 poles 40A in plastic enclosure 110X110mm with black handle | http://datasheet.lovatoelectric.com/Rotary_cam_switches/ENG/7GN4086P.pdf | Commutatore a camme serie 7GN, multivia 1-2-3 2 poli da 40A in cassetta plastica 110X110mm con maniglia nera | http://datasheet.lovatoelectric.com/Rotary_cam_switches/ITA/7GN4086P.pdf | Łącznik krzywkowy serii 7GN, wielopozycyjny 1-2-3, 2 pola, 40A, w obudowie 110x110mm i czarnym pokrętłem | http://datasheet.lovatoelectric.com/Rotary_cam_switches/POL/7GN4086P.pdf | Enclosed rotary cam switch 7GN series, multi-step 1-2-3, 2 poles 40A in plastic enclosure 110X110mm with black handle | http://datasheet.lovatoelectric.com/Rotary_cam_switches/RON/7GN4086P.pdf
7GN4086U |  |  | Rotary cam switch 7GN series, multi-step 1-2-3, 2 poles 40A, for front mounting with black handle, front plate 65X65mm | http://datasheet.lovatoelectric.com/Rotary_cam_switches/ENG/7GN4086U.pdf | Commutatore a camme serie 7GN, multivia 1-2-3 2 poli da 40A in esecuzione per montaggio frontale con maniglia nera, mostrina 65X65mm | http://datasheet.lovatoelectric.com/Rotary_cam_switches/ITA/7GN4086U.pdf | Łącznik krzywkowy serii 7GN, wielopozycyjny 1-2-3, 2 pola, 40A, do montażu tablicowego, z czarnym pokrętłem i tabliczką 65x65mm | http://datasheet.lovatoelectric.com/Rotary_cam_switches/POL/7GN4086U.pdf | Rotary cam switch 7GN series, multi-step 1-2-3, 2 poles 40A, for front mounting with black handle, front plate 65X65mm | http://datasheet.lovatoelectric.com/Rotary_cam_switches/RON/7GN4086U.pdf
7GN4087O |  |  | Rotary cam switch 7GN series, multi-step 1-2-3-4, 2 poles 40A, for rear mounting with black handle, front plate 65X65mm | http://datasheet.lovatoelectric.com/Rotary_cam_switches/ENG/7GN4087O.pdf | Commutatore a camme serie 7GN, multivia 1-2-3-4 2 poli da 40A in esecuzione per montaggio a fondo quadro con maniglia nera, mostrina 65X65mm | http://datasheet.lovatoelectric.com/Rotary_cam_switches/ITA/7GN4087O.pdf | Łącznik krzywkowy serii 7GN, wielopozycyjny 1-2-3-4, 2 pola, 40A, do montażu wewnątrz szafy z czarnym pokrętłem i tabliczką 65x65mm | http://datasheet.lovatoelectric.com/Rotary_cam_switches/POL/7GN4087O.pdf | Rotary cam switch 7GN series, multi-step 1-2-3-4, 2 poles 40A, for rear mounting with black handle, front plate 65X65mm | http://datasheet.lovatoelectric.com/Rotary_cam_switches/RON/7GN4087O.pdf
7GN4087P |  |  | Enclosed rotary cam switch 7GN series, multi-step 1-2-3-4, 2 poles 40A in plastic enclosure 110X110mm with black handle | http://datasheet.lovatoelectric.com/Rotary_cam_switches/ENG/7GN4087P.pdf | Commutatore a camme serie 7GN, multivia 1-2-3-4 2 poli da 40A in cassetta plastica 110X110mm con maniglia nera | http://datasheet.lovatoelectric.com/Rotary_cam_switches/ITA/7GN4087P.pdf | Łącznik krzywkowy serii 7GN, wielopozycyjny 1-2-3-4, 2 pola, 40A, w obudowie 110x110mm i czarnym pokrętłem | http://datasheet.lovatoelectric.com/Rotary_cam_switches/POL/7GN4087P.pdf | Enclosed rotary cam switch 7GN series, multi-step 1-2-3-4, 2 poles 40A in plastic enclosure 110X110mm with black handle | http://datasheet.lovatoelectric.com/Rotary_cam_switches/RON/7GN4087P.pdf
7GN4087U |  |  | Rotary cam switch 7GN series, multi-step 1-2-3-4, 2 poles 40A, for front mounting with black handle, front plate 65X65mm | http://datasheet.lovatoelectric.com/Rotary_cam_switches/ENG/7GN4087U.pdf | Commutatore a camme serie 7GN, multivia 1-2-3-4 2 poli da 40A in esecuzione per montaggio frontale con maniglia nera, mostrina 65X65mm | http://datasheet.lovatoelectric.com/Rotary_cam_switches/ITA/7GN4087U.pdf | Łącznik krzywkowy serii 7GN, wielopozycyjny 1-2-3-4, 2 pola, 40A, do montażu tablicowego, z czarnym pokrętłem i tabliczką 65x65mm | http://datasheet.lovatoelectric.com/Rotary_cam_switches/POL/7GN4087U.pdf | Rotary cam switch 7GN series, multi-step 1-2-3-4, 2 poles 40A, for front mounting with black handle, front plate 65X65mm | http://datasheet.lovatoelectric.com/Rotary_cam_switches/RON/7GN4087U.pdf
7GN4090O | 7GN4010O.jpg | http://datasheet.lovatoelectric.com/Rotary_cam_switches/products_images/7GN4010O.jpg | Rotary cam switch 7GN series, ON-OFF switch 1 pole 40A, for rear mounting with black handle, front plate 65X65mm | http://datasheet.lovatoelectric.com/Rotary_cam_switches/ENG/7GN4090O.pdf | Commutatore a camme serie 7GN, interruttore 1 polo da 40A in esecuzione per montaggio a fondo quadro con maniglia nera, mostrina 65X65mm | http://datasheet.lovatoelectric.com/Rotary_cam_switches/ITA/7GN4090O.pdf | Łącznik krzywkowy serii 7GN, rozłącznik, 1 pole, 40A, do montażu wewnątrz szafy z czarnym pokrętłem i tabliczką 65x65mm | http://datasheet.lovatoelectric.com/Rotary_cam_switches/POL/7GN4090O.pdf | Rotary cam switch 7GN series, ON-OFF switch 1 pole 40A, for rear mounting with black handle, front plate 65X65mm | http://datasheet.lovatoelectric.com/Rotary_cam_switches/RON/7GN4090O.pdf
7GN4090O88 | 7GN4010O88.jpg | http://datasheet.lovatoelectric.com/Rotary_cam_switches/products_images/7GN4010O88.jpg | Rotary cam switch 7GN series, ON-OFF switch 1 pole 40A, for rear mounting with red/yellow handle padlockable in 0, door coupling and protection covers, front plate 65X65mm | http://datasheet.lovatoelectric.com/Rotary_cam_switches/ENG/7GN4090O88.pdf | Commutatore a camme serie 7GN, interruttore 1 polo da 40A in esecuzione per montaggio a fondo quadro con maniglia giallo/rossa lucchettabile in 0 con funzione blocco porta e copriterminali, mostrina 65X65mm | http://datasheet.lovatoelectric.com/Rotary_cam_switches/ITA/7GN4090O88.pdf | Łącznik krzywkowy serii 7GN, rozłącznik, 1 pole, 40A, do montażu wewnątrz szafy, z żółto/czerwonym pokrętłem blokowanym w pozycji 0, trzpieniem, osłonami zacisków i tabliczką 65x65mm | http://datasheet.lovatoelectric.com/Rotary_cam_switches/POL/7GN4090O88.pdf | Rotary cam switch 7GN series, ON-OFF switch 1 pole 40A, for rear mounting with red/yellow handle padlockable in 0, door coupling and protection covers, front plate 65X65mm | http://datasheet.lovatoelectric.com/Rotary_cam_switches/RON/7GN4090O88.pdf
7GN4090O98 | 7GN4010O98.jpg | http://datasheet.lovatoelectric.com/Rotary_cam_switches/products_images/7GN4010O98.jpg | Rotary cam switch 7GN series, ON-OFF switch 1 pole 40A, for rear mounting with red/yellow handle padlockable in 0, door coupling and protection covers, front plate 65X65mm | http://datasheet.lovatoelectric.com/Rotary_cam_switches/ENG/7GN4090O98.pdf | Commutatore a camme serie 7GN, interruttore 1 polo da 40A in esecuzione per montaggio a fondo quadro con maniglia giallo/rossa lucchettabile in 0 con funzione blocco porta e copriterminali, mostrina 65X65mm | http://datasheet.lovatoelectric.com/Rotary_cam_switches/ITA/7GN4090O98.pdf | Łącznik krzywkowy serii 7GN, rozłącznik, 1 pole, 40A, do montażu wewnątrz szafy, z żółto/czerwonym pokrętłem blokowanym w pozycji 0, trzpieniem, osłonami zacisków i tabliczką 65x65mm | http://datasheet.lovatoelectric.com/Rotary_cam_switches/POL/7GN4090O98.pdf | Rotary cam switch 7GN series, ON-OFF switch 1 pole 40A, for rear mounting with red/yellow handle padlockable in 0, door coupling and protection covers, front plate 65X65mm | http://datasheet.lovatoelectric.com/Rotary_cam_switches/RON/7GN4090O98.pdf
7GN4090P | 7GN4010P.jpg | http://datasheet.lovatoelectric.com/Rotary_cam_switches/products_images/7GN4010P.jpg | Enclosed rotary cam switch 7GN series, ON-OFF switch 1 pole 40A in plastic enclosure 110X110mm with black handle | http://datasheet.lovatoelectric.com/Rotary_cam_switches/ENG/7GN4090P.pdf | Commutatore a camme serie 7GN, interruttore 1 polo da 40A in cassetta plastica 110X110mm con maniglia nera | http://datasheet.lovatoelectric.com/Rotary_cam_switches/ITA/7GN4090P.pdf | Łącznik krzywkowy serii 7GN, rozłącznik, 1 pole, 40A, w obudowie 110x110mm i czarnym pokrętłem | http://datasheet.lovatoelectric.com/Rotary_cam_switches/POL/7GN4090P.pdf | Enclosed rotary cam switch 7GN series, ON-OFF switch 1 pole 40A in plastic enclosure 110X110mm with black handle | http://datasheet.lovatoelectric.com/Rotary_cam_switches/RON/7GN4090P.pdf
7GN4090P25 | 7GN4010P25.jpg | http://datasheet.lovatoelectric.com/Rotary_cam_switches/products_images/7GN4010P25.jpg | Enclosed rotary cam switch 7GN series, ON-OFF switch 1 pole 40A in plastic enclosure 110X110mm with red/yellow handle | http://datasheet.lovatoelectric.com/Rotary_cam_switches/ENG/7GN4090P25.pdf | Commutatore a camme serie 7GN, interruttore 1 polo da 40A in cassetta plastica 110X110mm con maniglia giallo/rossa | http://datasheet.lovatoelectric.com/Rotary_cam_switches/ITA/7GN4090P25.pdf | Łącznik krzywkowy serii 7GN, rozłącznik, 1 pole, 40A, w obudowie 110x110mm i żółto/czerwonym pokrętłem | http://datasheet.lovatoelectric.com/Rotary_cam_switches/POL/7GN4090P25.pdf | Enclosed rotary cam switch 7GN series, ON-OFF switch 1 pole 40A in plastic enclosure 110X110mm with red/yellow handle | http://datasheet.lovatoelectric.com/Rotary_cam_switches/RON/7GN4090P25.pdf
7GN4090U | 7GN4010U.jpg | http://datasheet.lovatoelectric.com/Rotary_cam_switches/products_images/7GN4010U.jpg | Rotary cam switch 7GN series, ON-OFF switch 1 pole 40A, for front mounting with black handle, front plate 65X65mm | http://datasheet.lovatoelectric.com/Rotary_cam_switches/ENG/7GN4090U.pdf | Commutatore a camme serie 7GN, interruttore 1 polo da 40A in esecuzione per montaggio frontale con maniglia nera, mostrina 65X65mm | http://datasheet.lovatoelectric.com/Rotary_cam_switches/ITA/7GN4090U.pdf | Łącznik krzywkowy serii 7GN, rozłącznik, 1 pole, 40A, do montażu tablicowego, z czarnym pokrętłem i tabliczką 65x65mm | http://datasheet.lovatoelectric.com/Rotary_cam_switches/POL/7GN4090U.pdf | Rotary cam switch 7GN series, ON-OFF switch 1 pole 40A, for front mounting with black handle, front plate 65X65mm | http://datasheet.lovatoelectric.com/Rotary_cam_switches/RON/7GN4090U.pdf
7GN4090U25 | 7GN4010U25.jpg | http://datasheet.lovatoelectric.com/Rotary_cam_switches/products_images/7GN4010U25.jpg | Rotary cam switch 7GN series, ON-OFF switch 1 pole 40A, for front mounting with red/yellow handle padlockable in 0 and protection covers, front plate 65X65mm | http://datasheet.lovatoelectric.com/Rotary_cam_switches/ENG/7GN4090U25.pdf | Commutatore a camme serie 7GN, interruttore 1 polo da 40A in esecuzione per montaggio frontale con maniglia giallo/rossa lucchettabile in 0 e copriterminali, mostrina 65X65mm | http://datasheet.lovatoelectric.com/Rotary_cam_switches/ITA/7GN4090U25.pdf | Łącznik krzywkowy serii 7GN, rozłącznik, 1 pole, 40A, do montażu tablicowego, z żółto/czerwonym pokrętłem blokowanym w pozycji 0, osłonami zacisków i tabliczką 65x65mm | http://datasheet.lovatoelectric.com/Rotary_cam_switches/POL/7GN4090U25.pdf | Rotary cam switch 7GN series, ON-OFF switch 1 pole 40A, for front mounting with red/yellow handle padlockable in 0 and protection covers, front plate 65X65mm | http://datasheet.lovatoelectric.com/Rotary_cam_switches/RON/7GN4090U25.pdf
7GN4090U65 | 7GN4010U65.jpg | http://datasheet.lovatoelectric.com/Rotary_cam_switches/products_images/7GN4010U65.jpg | Rotary cam switch 7GN series, ON-OFF switch 1 pole 40A, for front mounting with red/yellow handle padlockable in 0 and protection covers, front plate 65X65mm | http://datasheet.lovatoelectric.com/Rotary_cam_switches/ENG/7GN4090U65.pdf | Commutatore a camme serie 7GN, interruttore 1 polo da 40A in esecuzione per montaggio frontale con maniglia giallo/rossa lucchettabile in 0 e copriterminali, mostrina 65X65mm | http://datasheet.lovatoelectric.com/Rotary_cam_switches/ITA/7GN4090U65.pdf | Łącznik krzywkowy serii 7GN, rozłącznik, 1 pole, 40A, do montażu tablicowego, z żółto/czerwonym pokrętłem blokowanym w pozycji 0, osłonami zacisków i tabliczką 65x65mm | http://datasheet.lovatoelectric.com/Rotary_cam_switches/POL/7GN4090U65.pdf | Rotary cam switch 7GN series, ON-OFF switch 1 pole 40A, for front mounting with red/yellow handle padlockable in 0 and protection covers, front plate 65X65mm | http://datasheet.lovatoelectric.com/Rotary_cam_switches/RON/7GN4090U65.pdf
7GN4091O | 7GN4010O.jpg | http://datasheet.lovatoelectric.com/Rotary_cam_switches/products_images/7GN4010O.jpg | Rotary cam switch 7GN series, ON-OFF switch 2 poles 40A, for rear mounting with black handle, front plate 65X65mm | http://datasheet.lovatoelectric.com/Rotary_cam_switches/ENG/7GN4091O.pdf | Commutatore a camme serie 7GN, interruttore 2 poli da 40A in esecuzione per montaggio a fondo quadro con maniglia nera, mostrina 65X65mm | http://datasheet.lovatoelectric.com/Rotary_cam_switches/ITA/7GN4091O.pdf | Łącznik krzywkowy serii 7GN, rozłącznik, 2 pola, 40A, do montażu wewnątrz szafy z czarnym pokrętłem i tabliczką 65x65mm | http://datasheet.lovatoelectric.com/Rotary_cam_switches/POL/7GN4091O.pdf | Rotary cam switch 7GN series, ON-OFF switch 2 poles 40A, for rear mounting with black handle, front plate 65X65mm | http://datasheet.lovatoelectric.com/Rotary_cam_switches/RON/7GN4091O.pdf
7GN4091O88 | 7GN4010O88.jpg | http://datasheet.lovatoelectric.com/Rotary_cam_switches/products_images/7GN4010O88.jpg | Rotary cam switch 7GN series, ON-OFF switch 2 poles 40A, for rear mounting with red/yellow handle padlockable in 0, door coupling and protection covers, front plate 65X65mm | http://datasheet.lovatoelectric.com/Rotary_cam_switches/ENG/7GN4091O88.pdf | Commutatore a camme serie 7GN, interruttore 2 poli da 40A in esecuzione per montaggio a fondo quadro con maniglia giallo/rossa lucchettabile in 0 con funzione blocco porta e copriterminali, mostrina 65X65mm | http://datasheet.lovatoelectric.com/Rotary_cam_switches/ITA/7GN4091O88.pdf | Łącznik krzywkowy serii 7GN, rozłącznik, 2 pola, 40A, do montażu wewnątrz szafy, z żółto/czerwonym pokrętłem blokowanym w pozycji 0, trzpieniem, osłonami zacisków i tabliczką 65x65mm | http://datasheet.lovatoelectric.com/Rotary_cam_switches/POL/7GN4091O88.pdf | Rotary cam switch 7GN series, ON-OFF switch 2 poles 40A, for rear mounting with red/yellow handle padlockable in 0, door coupling and protection covers, front plate 65X65mm | http://datasheet.lovatoelectric.com/Rotary_cam_switches/RON/7GN4091O88.pdf
7GN4091O98 | 7GN4010O98.jpg | http://datasheet.lovatoelectric.com/Rotary_cam_switches/products_images/7GN4010O98.jpg | Rotary cam switch 7GN series, ON-OFF switch 2 poles 40A, for rear mounting with red/yellow handle padlockable in 0, door coupling and protection covers, front plate 65X65mm | http://datasheet.lovatoelectric.com/Rotary_cam_switches/ENG/7GN4091O98.pdf | Commutatore a camme serie 7GN, interruttore 2 poli da 40A in esecuzione per montaggio a fondo quadro con maniglia giallo/rossa lucchettabile in 0 con funzione blocco porta e copriterminali, mostrina 65X65mm | http://datasheet.lovatoelectric.com/Rotary_cam_switches/ITA/7GN4091O98.pdf | Łącznik krzywkowy serii 7GN, rozłącznik, 2 pola, 40A, do montażu wewnątrz szafy, z żółto/czerwonym pokrętłem blokowanym w pozycji 0, trzpieniem, osłonami zacisków i tabliczką 65x65mm | http://datasheet.lovatoelectric.com/Rotary_cam_switches/POL/7GN4091O98.pdf | Rotary cam switch 7GN series, ON-OFF switch 2 poles 40A, for rear mounting with red/yellow handle padlockable in 0, door coupling and protection covers, front plate 65X65mm | http://datasheet.lovatoelectric.com/Rotary_cam_switches/RON/7GN4091O98.pdf
7GN4091P | 7GN4010P.jpg | http://datasheet.lovatoelectric.com/Rotary_cam_switches/products_images/7GN4010P.jpg | Enclosed rotary cam switch 7GN series, ON-OFF switch 2 poles 40A in plastic enclosure 110X110mm with black handle | http://datasheet.lovatoelectric.com/Rotary_cam_switches/ENG/7GN4091P.pdf | Commutatore a camme serie 7GN, interruttore 2 poli da 40A in cassetta plastica 110X110mm con maniglia nera | http://datasheet.lovatoelectric.com/Rotary_cam_switches/ITA/7GN4091P.pdf | Łącznik krzywkowy serii 7GN, rozłącznik, 2 pola, 40A, w obudowie 110x110mm i czarnym pokrętłem | http://datasheet.lovatoelectric.com/Rotary_cam_switches/POL/7GN4091P.pdf | Enclosed rotary cam switch 7GN series, ON-OFF switch 2 poles 40A in plastic enclosure 110X110mm with black handle | http://datasheet.lovatoelectric.com/Rotary_cam_switches/RON/7GN4091P.pdf
7GN4091P25 | 7GN4010P25.jpg | http://datasheet.lovatoelectric.com/Rotary_cam_switches/products_images/7GN4010P25.jpg | Enclosed rotary cam switch 7GN series, ON-OFF switch 2 poles 40A in plastic enclosure 110X110mm with red/yellow handle | http://datasheet.lovatoelectric.com/Rotary_cam_switches/ENG/7GN4091P25.pdf | Commutatore a camme serie 7GN, interruttore 2 poli da 40A in cassetta plastica 110X110mm con maniglia giallo/rossa | http://datasheet.lovatoelectric.com/Rotary_cam_switches/ITA/7GN4091P25.pdf | Łącznik krzywkowy serii 7GN, rozłącznik, 2 pola, 40A, w obudowie 110x110mm i żółto/czerwonym pokrętłem | http://datasheet.lovatoelectric.com/Rotary_cam_switches/POL/7GN4091P25.pdf | Enclosed rotary cam switch 7GN series, ON-OFF switch 2 poles 40A in plastic enclosure 110X110mm with red/yellow handle | http://datasheet.lovatoelectric.com/Rotary_cam_switches/RON/7GN4091P25.pdf
7GN4091U | 7GN4010U.jpg | http://datasheet.lovatoelectric.com/Rotary_cam_switches/products_images/7GN4010U.jpg | Rotary cam switch 7GN series, ON-OFF switch 2 poles 40A, for front mounting with black handle, front plate 65X65mm | http://datasheet.lovatoelectric.com/Rotary_cam_switches/ENG/7GN4091U.pdf | Commutatore a camme serie 7GN, interruttore 2 poli da 40A in esecuzione per montaggio frontale con maniglia nera, mostrina 65X65mm | http://datasheet.lovatoelectric.com/Rotary_cam_switches/ITA/7GN4091U.pdf | Łącznik krzywkowy serii 7GN, rozłącznik, 2 pola, 40A, do montażu tablicowego, z czarnym pokrętłem i tabliczką 65x65mm | http://datasheet.lovatoelectric.com/Rotary_cam_switches/POL/7GN4091U.pdf | Rotary cam switch 7GN series, ON-OFF switch 2 poles 40A, for front mounting with black handle, front plate 65X65mm | http://datasheet.lovatoelectric.com/Rotary_cam_switches/RON/7GN4091U.pdf
7GN4091U25 | 7GN4010U25.jpg | http://datasheet.lovatoelectric.com/Rotary_cam_switches/products_images/7GN4010U25.jpg | Rotary cam switch 7GN series, ON-OFF switch 2 poles 40A, for front mounting with red/yellow handle padlockable in 0 and protection covers, front plate 65X65mm | http://datasheet.lovatoelectric.com/Rotary_cam_switches/ENG/7GN4091U25.pdf | Commutatore a camme serie 7GN, interruttore 2 poli da 40A in esecuzione per montaggio frontale con maniglia giallo/rossa lucchettabile in 0 e copriterminali, mostrina 65X65mm | http://datasheet.lovatoelectric.com/Rotary_cam_switches/ITA/7GN4091U25.pdf | Łącznik krzywkowy serii 7GN, rozłącznik, 2 pola, 40A, do montażu tablicowego, z żółto/czerwonym pokrętłem blokowanym w pozycji 0, osłonami zacisków i tabliczką 65x65mm | http://datasheet.lovatoelectric.com/Rotary_cam_switches/POL/7GN4091U25.pdf | Rotary cam switch 7GN series, ON-OFF switch 2 poles 40A, for front mounting with red/yellow handle padlockable in 0 and protection covers, front plate 65X65mm | http://datasheet.lovatoelectric.com/Rotary_cam_switches/RON/7GN4091U25.pdf
7GN4091U65 | 7GN4010U65.jpg | http://datasheet.lovatoelectric.com/Rotary_cam_switches/products_images/7GN4010U65.jpg | Rotary cam switch 7GN series, ON-OFF switch 2 poles 40A, for front mounting with red/yellow handle padlockable in 0 and protection covers, front plate 65X65mm | http://datasheet.lovatoelectric.com/Rotary_cam_switches/ENG/7GN4091U65.pdf | Commutatore a camme serie 7GN, interruttore 2 poli da 40A in esecuzione per montaggio frontale con maniglia giallo/rossa lucchettabile in 0 e copriterminali, mostrina 65X65mm | http://datasheet.lovatoelectric.com/Rotary_cam_switches/ITA/7GN4091U65.pdf | Łącznik krzywkowy serii 7GN, rozłącznik, 2 pola, 40A, do montażu tablicowego, z żółto/czerwonym pokrętłem blokowanym w pozycji 0, osłonami zacisków i tabliczką 65x65mm | http://datasheet.lovatoelectric.com/Rotary_cam_switches/POL/7GN4091U65.pdf | Rotary cam switch 7GN series, ON-OFF switch 2 poles 40A, for front mounting with red/yellow handle padlockable in 0 and protection covers, front plate 65X65mm | http://datasheet.lovatoelectric.com/Rotary_cam_switches/RON/7GN4091U65.pdf
7GN4092O | 7GN4010O.jpg | http://datasheet.lovatoelectric.com/Rotary_cam_switches/products_images/7GN4010O.jpg | Rotary cam switch 7GN series, ON-OFF switch 4 poles 40A, for rear mounting with black handle, front plate 65X65mm | http://datasheet.lovatoelectric.com/Rotary_cam_switches/ENG/7GN4092O.pdf | Commutatore a camme serie 7GN, interruttore 4 poli da 40A in esecuzione per montaggio a fondo quadro con maniglia nera, mostrina 65X65mm | http://datasheet.lovatoelectric.com/Rotary_cam_switches/ITA/7GN4092O.pdf | Łącznik krzywkowy serii 7GN, rozłącznik, 4 pola, 40A, do montażu wewnątrz szafy z czarnym pokrętłem i tabliczką 65x65mm | http://datasheet.lovatoelectric.com/Rotary_cam_switches/POL/7GN4092O.pdf | Rotary cam switch 7GN series, ON-OFF switch 4 poles 40A, for rear mounting with black handle, front plate 65X65mm | http://datasheet.lovatoelectric.com/Rotary_cam_switches/RON/7GN4092O.pdf
7GN4092O88 | 7GN4010O88.jpg | http://datasheet.lovatoelectric.com/Rotary_cam_switches/products_images/7GN4010O88.jpg | Rotary cam switch 7GN series, ON-OFF switch 4 poles 40A, for rear mounting with red/yellow handle padlockable in 0, door coupling and protection covers, front plate 65X65mm | http://datasheet.lovatoelectric.com/Rotary_cam_switches/ENG/7GN4092O88.pdf | Commutatore a camme serie 7GN, interruttore 4 poli da 40A in esecuzione per montaggio a fondo quadro con maniglia giallo/rossa lucchettabile in 0 con funzione blocco porta e copriterminali, mostrina 65X65mm | http://datasheet.lovatoelectric.com/Rotary_cam_switches/ITA/7GN4092O88.pdf | Łącznik krzywkowy serii 7GN, rozłącznik, 4 pola, 40A, do montażu wewnątrz szafy, z żółto/czerwonym pokrętłem blokowanym w pozycji 0, trzpieniem, osłonami zacisków i tabliczką 65x65mm | http://datasheet.lovatoelectric.com/Rotary_cam_switches/POL/7GN4092O88.pdf | Rotary cam switch 7GN series, ON-OFF switch 4 poles 40A, for rear mounting with red/yellow handle padlockable in 0, door coupling and protection covers, front plate 65X65mm | http://datasheet.lovatoelectric.com/Rotary_cam_switches/RON/7GN4092O88.pdf
7GN4092O98 | 7GN4010O98.jpg | http://datasheet.lovatoelectric.com/Rotary_cam_switches/products_images/7GN4010O98.jpg | Rotary cam switch 7GN series, ON-OFF switch 4 poles 40A, for rear mounting with red/yellow handle padlockable in 0, door coupling and protection covers, front plate 65X65mm | http://datasheet.lovatoelectric.com/Rotary_cam_switches/ENG/7GN4092O98.pdf | Commutatore a camme serie 7GN, interruttore 4 poli da 40A in esecuzione per montaggio a fondo quadro con maniglia giallo/rossa lucchettabile in 0 con funzione blocco porta e copriterminali, mostrina 65X65mm | http://datasheet.lovatoelectric.com/Rotary_cam_switches/ITA/7GN4092O98.pdf | Łącznik krzywkowy serii 7GN, rozłącznik, 4 pola, 40A, do montażu wewnątrz szafy, z żółto/czerwonym pokrętłem blokowanym w pozycji 0, trzpieniem, osłonami zacisków i tabliczką 65x65mm | http://datasheet.lovatoelectric.com/Rotary_cam_switches/POL/7GN4092O98.pdf | Rotary cam switch 7GN series, ON-OFF switch 4 poles 40A, for rear mounting with red/yellow handle padlockable in 0, door coupling and protection covers, front plate 65X65mm | http://datasheet.lovatoelectric.com/Rotary_cam_switches/RON/7GN4092O98.pdf
7GN4092P | 7GN4010P.jpg | http://datasheet.lovatoelectric.com/Rotary_cam_switches/products_images/7GN4010P.jpg | Enclosed rotary cam switch 7GN series, ON-OFF switch 4 poles 40A in plastic enclosure 110X110mm with black handle | http://datasheet.lovatoelectric.com/Rotary_cam_switches/ENG/7GN4092P.pdf | Commutatore a camme serie 7GN, interruttore 4 poli da 40A in cassetta plastica 110X110mm con maniglia nera | http://datasheet.lovatoelectric.com/Rotary_cam_switches/ITA/7GN4092P.pdf | Łącznik krzywkowy serii 7GN, rozłącznik, 4 pola, 40A, w obudowie 110x110mm i czarnym pokrętłem | http://datasheet.lovatoelectric.com/Rotary_cam_switches/POL/7GN4092P.pdf | Enclosed rotary cam switch 7GN series, ON-OFF switch 4 poles 40A in plastic enclosure 110X110mm with black handle | http://datasheet.lovatoelectric.com/Rotary_cam_switches/RON/7GN4092P.pdf
7GN4092P25 | 7GN4010P25.jpg | http://datasheet.lovatoelectric.com/Rotary_cam_switches/products_images/7GN4010P25.jpg | Enclosed rotary cam switch 7GN series, ON-OFF switch 4 poles 40A in plastic enclosure 110X110mm with red/yellow handle | http://datasheet.lovatoelectric.com/Rotary_cam_switches/ENG/7GN4092P25.pdf | Commutatore a camme serie 7GN, interruttore 4 poli da 40A in cassetta plastica 110X110mm con maniglia giallo/rossa | http://datasheet.lovatoelectric.com/Rotary_cam_switches/ITA/7GN4092P25.pdf | Łącznik krzywkowy serii 7GN, rozłącznik, 4 pola, 40A, w obudowie 110x110mm i żółto/czerwonym pokrętłem | http://datasheet.lovatoelectric.com/Rotary_cam_switches/POL/7GN4092P25.pdf | Enclosed rotary cam switch 7GN series, ON-OFF switch 4 poles 40A in plastic enclosure 110X110mm with red/yellow handle | http://datasheet.lovatoelectric.com/Rotary_cam_switches/RON/7GN4092P25.pdf
7GN4092U | 7GN4010U.jpg | http://datasheet.lovatoelectric.com/Rotary_cam_switches/products_images/7GN4010U.jpg | Rotary cam switch 7GN series, ON-OFF switch 4 poles 40A, for front mounting with black handle, front plate 65X65mm | http://datasheet.lovatoelectric.com/Rotary_cam_switches/ENG/7GN4092U.pdf | Commutatore a camme serie 7GN, interruttore 4 poli da 40A in esecuzione per montaggio frontale con maniglia nera, mostrina 65X65mm | http://datasheet.lovatoelectric.com/Rotary_cam_switches/ITA/7GN4092U.pdf | Łącznik krzywkowy serii 7GN, rozłącznik, 4 pola, 40A, do montażu tablicowego, z czarnym pokrętłem i tabliczką 65x65mm | http://datasheet.lovatoelectric.com/Rotary_cam_switches/POL/7GN4092U.pdf | Rotary cam switch 7GN series, ON-OFF switch 4 poles 40A, for front mounting with black handle, front plate 65X65mm | http://datasheet.lovatoelectric.com/Rotary_cam_switches/RON/7GN4092U.pdf
7GN4092U25 | 7GN4010U25.jpg | http://datasheet.lovatoelectric.com/Rotary_cam_switches/products_images/7GN4010U25.jpg | Rotary cam switch 7GN series, ON-OFF switch 4 poles 40A, for front mounting with red/yellow handle padlockable in 0 and protection covers, front plate 65X65mm | http://datasheet.lovatoelectric.com/Rotary_cam_switches/ENG/7GN4092U25.pdf | Commutatore a camme serie 7GN, interruttore 4 poli da 40A in esecuzione per montaggio frontale con maniglia giallo/rossa lucchettabile in 0 e copriterminali, mostrina 65X65mm | http://datasheet.lovatoelectric.com/Rotary_cam_switches/ITA/7GN4092U25.pdf | Łącznik krzywkowy serii 7GN, rozłącznik, 4 pola, 40A, do montażu tablicowego, z żółto/czerwonym pokrętłem blokowanym w pozycji 0, osłonami zacisków i tabliczką 65x65mm | http://datasheet.lovatoelectric.com/Rotary_cam_switches/POL/7GN4092U25.pdf | Rotary cam switch 7GN series, ON-OFF switch 4 poles 40A, for front mounting with red/yellow handle padlockable in 0 and protection covers, front plate 65X65mm | http://datasheet.lovatoelectric.com/Rotary_cam_switches/RON/7GN4092U25.pdf
7GN4092U65 | 7GN4010U65.jpg | http://datasheet.lovatoelectric.com/Rotary_cam_switches/products_images/7GN4010U65.jpg | Rotary cam switch 7GN series, ON-OFF switch 4 poles 40A, for front mounting with red/yellow handle padlockable in 0 and protection covers, front plate 65X65mm | http://datasheet.lovatoelectric.com/Rotary_cam_switches/ENG/7GN4092U65.pdf | Commutatore a camme serie 7GN, interruttore 4 poli da 40A in esecuzione per montaggio frontale con maniglia giallo/rossa lucchettabile in 0 e copriterminali, mostrina 65X65mm | http://datasheet.lovatoelectric.com/Rotary_cam_switches/ITA/7GN4092U65.pdf | Łącznik krzywkowy serii 7GN, rozłącznik, 4 pola, 40A, do montażu tablicowego, z żółto/czerwonym pokrętłem blokowanym w pozycji 0, osłonami zacisków i tabliczką 65x65mm | http://datasheet.lovatoelectric.com/Rotary_cam_switches/POL/7GN4092U65.pdf | Rotary cam switch 7GN series, ON-OFF switch 4 poles 40A, for front mounting with red/yellow handle padlockable in 0 and protection covers, front plate 65X65mm | http://datasheet.lovatoelectric.com/Rotary_cam_switches/RON/7GN4092U65.pdf
7GN4093O |  |  | Rotary cam switch 7GN series, multi-step 1-2-3, 3 poles 40A, for rear mounting with black handle, front plate 65X65mm | http://datasheet.lovatoelectric.com/Rotary_cam_switches/ENG/7GN4093O.pdf | Commutatore a camme serie 7GN, multivia 1-2-3 3 poli da 40A in esecuzione per montaggio a fondo quadro con maniglia nera, mostrina 65X65mm | http://datasheet.lovatoelectric.com/Rotary_cam_switches/ITA/7GN4093O.pdf | Łącznik krzywkowy serii 7GN, wielopozycyjny 1-2-3, 3 pola, 40A, do montażu wewnątrz szafy z czarnym pokrętłem i tabliczką 65x65mm | http://datasheet.lovatoelectric.com/Rotary_cam_switches/POL/7GN4093O.pdf | Rotary cam switch 7GN series, multi-step 1-2-3, 3 poles 40A, for rear mounting with black handle, front plate 65X65mm | http://datasheet.lovatoelectric.com/Rotary_cam_switches/RON/7GN4093O.pdf
7GN4093P |  |  | Enclosed rotary cam switch 7GN series, multi-step 1-2-3, 3 poles 40A in plastic enclosure 110X110mm with black handle | http://datasheet.lovatoelectric.com/Rotary_cam_switches/ENG/7GN4093P.pdf | Commutatore a camme serie 7GN, multivia 1-2-3 3 poli da 40A in cassetta plastica 110X110mm con maniglia nera | http://datasheet.lovatoelectric.com/Rotary_cam_switches/ITA/7GN4093P.pdf | Łącznik krzywkowy serii 7GN, wielopozycyjny 1-2-3, 3 pola, 40A, w obudowie 110x110mm i czarnym pokrętłem | http://datasheet.lovatoelectric.com/Rotary_cam_switches/POL/7GN4093P.pdf | Enclosed rotary cam switch 7GN series, multi-step 1-2-3, 3 poles 40A in plastic enclosure 110X110mm with black handle | http://datasheet.lovatoelectric.com/Rotary_cam_switches/RON/7GN4093P.pdf
7GN4093U |  |  | Rotary cam switch 7GN series, multi-step 1-2-3, 3 poles 40A, for front mounting with black handle, front plate 65X65mm | http://datasheet.lovatoelectric.com/Rotary_cam_switches/ENG/7GN4093U.pdf | Commutatore a camme serie 7GN, multivia 1-2-3 3 poli da 40A in esecuzione per montaggio frontale con maniglia nera, mostrina 65X65mm | http://datasheet.lovatoelectric.com/Rotary_cam_switches/ITA/7GN4093U.pdf | Łącznik krzywkowy serii 7GN, wielopozycyjny 1-2-3, 3 pola, 40A, do montażu tablicowego, z czarnym pokrętłem i tabliczką 65x65mm | http://datasheet.lovatoelectric.com/Rotary_cam_switches/POL/7GN4093U.pdf | Rotary cam switch 7GN series, multi-step 1-2-3, 3 poles 40A, for front mounting with black handle, front plate 65X65mm | http://datasheet.lovatoelectric.com/Rotary_cam_switches/RON/7GN4093U.pdf
7GN4094O |  |  | Rotary cam switch 7GN series, multi-step 1-2-3-4, 3 poles 40A, for rear mounting with black handle, front plate 65X65mm | http://datasheet.lovatoelectric.com/Rotary_cam_switches/ENG/7GN4094O.pdf | Commutatore a camme serie 7GN, multivia 1-2-3-4 3 poli da 40A in esecuzione per montaggio a fondo quadro con maniglia nera, mostrina 65X65mm | http://datasheet.lovatoelectric.com/Rotary_cam_switches/ITA/7GN4094O.pdf | Łącznik krzywkowy serii 7GN, wielopozycyjny 1-2-3-4, 3 pola, 40A, do montażu wewnątrz szafy z czarnym pokrętłem i tabliczką 65x65mm | http://datasheet.lovatoelectric.com/Rotary_cam_switches/POL/7GN4094O.pdf | Rotary cam switch 7GN series, multi-step 1-2-3-4, 3 poles 40A, for rear mounting with black handle, front plate 65X65mm | http://datasheet.lovatoelectric.com/Rotary_cam_switches/RON/7GN4094O.pdf
7GN4094P |  |  | Enclosed rotary cam switch 7GN series, multi-step 1-2-3-4, 3 poles 40A in plastic enclosure 110X110mm with black handle | http://datasheet.lovatoelectric.com/Rotary_cam_switches/ENG/7GN4094P.pdf | Commutatore a camme serie 7GN, multivia 1-2-3-4 3 poli da 40A in cassetta plastica 110X110mm con maniglia nera | http://datasheet.lovatoelectric.com/Rotary_cam_switches/ITA/7GN4094P.pdf | Łącznik krzywkowy serii 7GN, wielopozycyjny 1-2-3-4, 3 pola, 40A, w obudowie 110x110mm i czarnym pokrętłem | http://datasheet.lovatoelectric.com/Rotary_cam_switches/POL/7GN4094P.pdf | Enclosed rotary cam switch 7GN series, multi-step 1-2-3-4, 3 poles 40A in plastic enclosure 110X110mm with black handle | http://datasheet.lovatoelectric.com/Rotary_cam_switches/RON/7GN4094P.pdf
7GN4094U |  |  | Rotary cam switch 7GN series, multi-step 1-2-3-4, 3 poles 40A, for front mounting with black handle, front plate 65X65mm | http://datasheet.lovatoelectric.com/Rotary_cam_switches/ENG/7GN4094U.pdf | Commutatore a camme serie 7GN, multivia 1-2-3-4 3 poli da 40A in esecuzione per montaggio frontale con maniglia nera, mostrina 65X65mm | http://datasheet.lovatoelectric.com/Rotary_cam_switches/ITA/7GN4094U.pdf | Łącznik krzywkowy serii 7GN, wielopozycyjny 1-2-3-4, 3 pola, 40A, do montażu tablicowego, z czarnym pokrętłem i tabliczką 65x65mm | http://datasheet.lovatoelectric.com/Rotary_cam_switches/POL/7GN4094U.pdf | Rotary cam switch 7GN series, multi-step 1-2-3-4, 3 poles 40A, for front mounting with black handle, front plate 65X65mm | http://datasheet.lovatoelectric.com/Rotary_cam_switches/RON/7GN4094U.pdf
7GN4097O |  |  | Rotary cam switch 7GN series, ammeter switch 40A, for rear mounting with black handle, front plate 65X65mm | http://datasheet.lovatoelectric.com/Rotary_cam_switches/ENG/7GN4097O.pdf | Commutatore a camme serie 7GN, commutatore amperometrico da 40A in esecuzione per montaggio a fondo quadro con maniglia nera, mostrina 65X65mm | http://datasheet.lovatoelectric.com/Rotary_cam_switches/ITA/7GN4097O.pdf | Łącznik krzywkowy serii 7GN,przełącznik amperomierzy, 40A, do montażu wewnątrz szafy z czarnym pokrętłem i tabliczką 65x65mm | http://datasheet.lovatoelectric.com/Rotary_cam_switches/POL/7GN4097O.pdf | Rotary cam switch 7GN series, ammeter switch 40A, for rear mounting with black handle, front plate 65X65mm | http://datasheet.lovatoelectric.com/Rotary_cam_switches/RON/7GN4097O.pdf
7GN4097U |  |  | Rotary cam switch 7GN series, ammeter switch 40A, for front mounting with black handle, front plate 65X65mm | http://datasheet.lovatoelectric.com/Rotary_cam_switches/ENG/7GN4097U.pdf | Commutatore a camme serie 7GN, commutatore amperometrico da 40A in esecuzione per montaggio frontale con maniglia nera, mostrina 65X65mm | http://datasheet.lovatoelectric.com/Rotary_cam_switches/ITA/7GN4097U.pdf | Łącznik krzywkowy serii 7GN, przełącznik amperomierzy, 40A, do montażu tablicowego, z czarnym pokrętłem i tabliczką 65x65mm | http://datasheet.lovatoelectric.com/Rotary_cam_switches/POL/7GN4097U.pdf | Rotary cam switch 7GN series, ammeter switch 40A, for front mounting with black handle, front plate 65X65mm | http://datasheet.lovatoelectric.com/Rotary_cam_switches/RON/7GN4097U.pdf
7GN4098O |  |  | Rotary cam switch 7GN series, ammeter switch 40A, for rear mounting with black handle, front plate 65X65mm | http://datasheet.lovatoelectric.com/Rotary_cam_switches/ENG/7GN4098O.pdf | Commutatore a camme serie 7GN, commutatore amperometrico da 40A in esecuzione per montaggio a fondo quadro con maniglia nera, mostrina 65X65mm | http://datasheet.lovatoelectric.com/Rotary_cam_switches/ITA/7GN4098O.pdf | Łącznik krzywkowy serii 7GN,przełącznik amperomierzy, 40A, do montażu wewnątrz szafy z czarnym pokrętłem i tabliczką 65x65mm | http://datasheet.lovatoelectric.com/Rotary_cam_switches/POL/7GN4098O.pdf | Rotary cam switch 7GN series, ammeter switch 40A, for rear mounting with black handle, front plate 65X65mm | http://datasheet.lovatoelectric.com/Rotary_cam_switches/RON/7GN4098O.pdf
7GN4098U |  |  | Rotary cam switch 7GN series, ammeter switch 40A, for front mounting with black handle, front plate 65X65mm | http://datasheet.lovatoelectric.com/Rotary_cam_switches/ENG/7GN4098U.pdf | Commutatore a camme serie 7GN, commutatore amperometrico da 40A in esecuzione per montaggio frontale con maniglia nera, mostrina 65X65mm | http://datasheet.lovatoelectric.com/Rotary_cam_switches/ITA/7GN4098U.pdf | Łącznik krzywkowy serii 7GN, przełącznik amperomierzy, 40A, do montażu tablicowego, z czarnym pokrętłem i tabliczką 65x65mm | http://datasheet.lovatoelectric.com/Rotary_cam_switches/POL/7GN4098U.pdf | Rotary cam switch 7GN series, ammeter switch 40A, for front mounting with black handle, front plate 65X65mm | http://datasheet.lovatoelectric.com/Rotary_cam_switches/RON/7GN4098U.pdf
7GN6303O | 7GN6310O.jpg | http://datasheet.lovatoelectric.com/Rotary_cam_switches/products_images/7GN6310O.jpg | Rotary cam switch 7GN series, ON-OFF spring return switch 3 poles 63A, for rear mounting with black handle, front plate 65X65mm | http://datasheet.lovatoelectric.com/Rotary_cam_switches/ENG/7GN6303O.pdf | Commutatore a camme serie 7GN, interruttore con ritorno a molla 3 poli da 63A in esecuzione per montaggio a fondo quadro con maniglia nera, mostrina 65X65mm | http://datasheet.lovatoelectric.com/Rotary_cam_switches/ITA/7GN6303O.pdf | Łącznik krzywkowy serii 7GN, rozłącznik z powrotem do pozycji 0, 3 pola, 63A, do montażu wewnątrz szafy z czarnym pokrętłem i tabliczką 65x65mm | http://datasheet.lovatoelectric.com/Rotary_cam_switches/POL/7GN6303O.pdf | Rotary cam switch 7GN series, ON-OFF spring return switch 3 poles 63A, for rear mounting with black handle, front plate 65X65mm | http://datasheet.lovatoelectric.com/Rotary_cam_switches/RON/7GN6303O.pdf
7GN6303P | 7GN6310P.jpg | http://datasheet.lovatoelectric.com/Rotary_cam_switches/products_images/7GN6310P.jpg | Enclosed rotary cam switch 7GN series, ON-OFF spring return switch 3 poles 63A in plastic enclosure 125X175mm with black handle | http://datasheet.lovatoelectric.com/Rotary_cam_switches/ENG/7GN6303P.pdf | Commutatore a camme serie 7GN, interruttore con ritorno a molla 3 poli da 63A in cassetta plastica 125X175mm con maniglia nera | http://datasheet.lovatoelectric.com/Rotary_cam_switches/ITA/7GN6303P.pdf | Łącznik krzywkowy serii 7GN, rozłącznik z powrotem do pozycji 0, 3 pola, 63A, w obudowie 125x175mm i czarnym pokrętłem | http://datasheet.lovatoelectric.com/Rotary_cam_switches/POL/7GN6303P.pdf | Enclosed rotary cam switch 7GN series, ON-OFF spring return switch 3 poles 63A in plastic enclosure 125X175mm with black handle | http://datasheet.lovatoelectric.com/Rotary_cam_switches/RON/7GN6303P.pdf
7GN6303U | 7GN6310U.jpg | http://datasheet.lovatoelectric.com/Rotary_cam_switches/products_images/7GN6310U.jpg | Rotary cam switch 7GN series, ON-OFF spring return switch 3 poles 63A, for front mounting with black handle, front plate 65X65mm | http://datasheet.lovatoelectric.com/Rotary_cam_switches/ENG/7GN6303U.pdf | Commutatore a camme serie 7GN, interruttore con ritorno a molla 3 poli da 63A in esecuzione per montaggio frontale con maniglia nera, mostrina 65X65mm | http://datasheet.lovatoelectric.com/Rotary_cam_switches/ITA/7GN6303U.pdf | Łącznik krzywkowy serii 7GN, rozłącznik z powrotem do pozycji 0, 3 pola, 63A, do montażu tablicowego, z czarnym pokrętłem i tabliczką 65x65mm | http://datasheet.lovatoelectric.com/Rotary_cam_switches/POL/7GN6303U.pdf | Rotary cam switch 7GN series, ON-OFF spring return switch 3 poles 63A, for front mounting with black handle, front plate 65X65mm | http://datasheet.lovatoelectric.com/Rotary_cam_switches/RON/7GN6303U.pdf
7GN6307O |  |  | Rotary cam switch 7GN series, ON-OFF switch 3 poles 63A, for rear mounting with black handle, front plate 65X65mm | http://datasheet.lovatoelectric.com/Rotary_cam_switches/ENG/7GN6307O.pdf | Commutatore a camme serie 7GN, interruttore 3 poli da 63A in esecuzione per montaggio a fondo quadro con maniglia nera, mostrina 65X65mm | http://datasheet.lovatoelectric.com/Rotary_cam_switches/ITA/7GN6307O.pdf | Łącznik krzywkowy serii 7GN, rozłącznik, 3 pola, 63A, do montażu wewnątrz szafy z czarnym pokrętłem i tabliczką 65x65mm | http://datasheet.lovatoelectric.com/Rotary_cam_switches/POL/7GN6307O.pdf | Rotary cam switch 7GN series, ON-OFF switch 3 poles 63A, for rear mounting with black handle, front plate 65X65mm | http://datasheet.lovatoelectric.com/Rotary_cam_switches/RON/7GN6307O.pdf
7GN6307O98 |  |  | Rotary cam switch 7GN series, ON-OFF switch 3 poles 63A, for rear mounting with red/yellow handle padlockable in 0, door coupling and protection covers, front plate 65X65mm | http://datasheet.lovatoelectric.com/Rotary_cam_switches/ENG/7GN6307O98.pdf | Commutatore a camme serie 7GN, interruttore 3 poli da 63A in esecuzione per montaggio a fondo quadro con maniglia giallo/rossa lucchettabile in 0 con funzione blocco porta e copriterminali, mostrina 65X65mm | http://datasheet.lovatoelectric.com/Rotary_cam_switches/ITA/7GN6307O98.pdf | Łącznik krzywkowy serii 7GN, rozłącznik, 3 pola, 63A, do montażu wewnątrz szafy, z żółto/czerwonym pokrętłem blokowanym w pozycji 0, trzpieniem, osłonami zacisków i tabliczką 65x65mm | http://datasheet.lovatoelectric.com/Rotary_cam_switches/POL/7GN6307O98.pdf | Rotary cam switch 7GN series, ON-OFF switch 3 poles 63A, for rear mounting with red/yellow handle padlockable in 0, door coupling and protection covers, front plate 65X65mm | http://datasheet.lovatoelectric.com/Rotary_cam_switches/RON/7GN6307O98.pdf
7GN6307P |  |  | Enclosed rotary cam switch 7GN series, ON-OFF switch 3 poles 63A in plastic enclosure 125X175mm with black handle | http://datasheet.lovatoelectric.com/Rotary_cam_switches/ENG/7GN6307P.pdf | Commutatore a camme serie 7GN, interruttore 3 poli da 63A in cassetta plastica 125X175mm con maniglia nera | http://datasheet.lovatoelectric.com/Rotary_cam_switches/ITA/7GN6307P.pdf | Łącznik krzywkowy serii 7GN, rozłącznik, 3 pola, 63A, w obudowie 125x175mm i czarnym pokrętłem | http://datasheet.lovatoelectric.com/Rotary_cam_switches/POL/7GN6307P.pdf | Enclosed rotary cam switch 7GN series, ON-OFF switch 3 poles 63A in plastic enclosure 125X175mm with black handle | http://datasheet.lovatoelectric.com/Rotary_cam_switches/RON/7GN6307P.pdf
7GN6307P25 |  |  | Enclosed rotary cam switch 7GN series, ON-OFF switch 3 poles 63A in plastic enclosure 125X175mm with red/yellow handle | http://datasheet.lovatoelectric.com/Rotary_cam_switches/ENG/7GN6307P25.pdf | Commutatore a camme serie 7GN, interruttore 3 poli da 63A in cassetta plastica 125X175mm con maniglia giallo/rossa | http://datasheet.lovatoelectric.com/Rotary_cam_switches/ITA/7GN6307P25.pdf | Łącznik krzywkowy serii 7GN, rozłącznik, 3 pola, 63A, w obudowie 125x175mm i żółto/czerwonym pokrętłem | http://datasheet.lovatoelectric.com/Rotary_cam_switches/POL/7GN6307P25.pdf | Enclosed rotary cam switch 7GN series, ON-OFF switch 3 poles 63A in plastic enclosure 125X175mm with red/yellow handle | http://datasheet.lovatoelectric.com/Rotary_cam_switches/RON/7GN6307P25.pdf
7GN6307U |  |  | Rotary cam switch 7GN series, ON-OFF switch 3 poles 63A, for front mounting with black handle, front plate 65X65mm | http://datasheet.lovatoelectric.com/Rotary_cam_switches/ENG/7GN6307U.pdf | Commutatore a camme serie 7GN, interruttore 3 poli da 63A in esecuzione per montaggio frontale con maniglia nera, mostrina 65X65mm | http://datasheet.lovatoelectric.com/Rotary_cam_switches/ITA/7GN6307U.pdf | Łącznik krzywkowy serii 7GN, rozłącznik, 3 pola, 63A, do montażu tablicowego, z czarnym pokrętłem i tabliczką 65x65mm | http://datasheet.lovatoelectric.com/Rotary_cam_switches/POL/7GN6307U.pdf | Rotary cam switch 7GN series, ON-OFF switch 3 poles 63A, for front mounting with black handle, front plate 65X65mm | http://datasheet.lovatoelectric.com/Rotary_cam_switches/RON/7GN6307U.pdf
7GN6307U65 |  |  | Rotary cam switch 7GN series, ON-OFF switch 3 poles 63A, for front mounting with red/yellow handle padlockable in 0 and protection covers, front plate 65X65mm | http://datasheet.lovatoelectric.com/Rotary_cam_switches/ENG/7GN6307U65.pdf | Commutatore a camme serie 7GN, interruttore 3 poli da 63A in esecuzione per montaggio frontale con maniglia giallo/rossa lucchettabile in 0 e copriterminali, mostrina 65X65mm | http://datasheet.lovatoelectric.com/Rotary_cam_switches/ITA/7GN6307U65.pdf | Łącznik krzywkowy serii 7GN, rozłącznik, 3 pola, 63A, do montażu tablicowego, z żółto/czerwonym pokrętłem blokowanym w pozycji 0, osłonami zacisków i tabliczką 65x65mm | http://datasheet.lovatoelectric.com/Rotary_cam_switches/POL/7GN6307U65.pdf | Rotary cam switch 7GN series, ON-OFF switch 3 poles 63A, for front mounting with red/yellow handle padlockable in 0 and protection covers, front plate 65X65mm | http://datasheet.lovatoelectric.com/Rotary_cam_switches/RON/7GN6307U65.pdf
7GN6308O |  |  | Rotary cam switch 7GN series, ON-OFF switch 4 poles 63A, for rear mounting with black handle, front plate 65X65mm | http://datasheet.lovatoelectric.com/Rotary_cam_switches/ENG/7GN6308O.pdf | Commutatore a camme serie 7GN, interruttore 4 poli da 63A in esecuzione per montaggio a fondo quadro con maniglia nera, mostrina 65X65mm | http://datasheet.lovatoelectric.com/Rotary_cam_switches/ITA/7GN6308O.pdf | Łącznik krzywkowy serii 7GN, rozłącznik, 4 pola, 63A, do montażu wewnątrz szafy z czarnym pokrętłem i tabliczką 65x65mm | http://datasheet.lovatoelectric.com/Rotary_cam_switches/POL/7GN6308O.pdf | Rotary cam switch 7GN series, ON-OFF switch 4 poles 63A, for rear mounting with black handle, front plate 65X65mm | http://datasheet.lovatoelectric.com/Rotary_cam_switches/RON/7GN6308O.pdf
7GN6308O98 |  |  | Rotary cam switch 7GN series, ON-OFF switch 4 poles 63A, for rear mounting with red/yellow handle padlockable in 0, door coupling and protection covers, front plate 65X65mm | http://datasheet.lovatoelectric.com/Rotary_cam_switches/ENG/7GN6308O98.pdf | Commutatore a camme serie 7GN, interruttore 4 poli da 63A in esecuzione per montaggio a fondo quadro con maniglia giallo/rossa lucchettabile in 0 con funzione blocco porta e copriterminali, mostrina 65X65mm | http://datasheet.lovatoelectric.com/Rotary_cam_switches/ITA/7GN6308O98.pdf | Łącznik krzywkowy serii 7GN, rozłącznik, 4 pola, 63A, do montażu wewnątrz szafy, z żółto/czerwonym pokrętłem blokowanym w pozycji 0, trzpieniem, osłonami zacisków i tabliczką 65x65mm | http://datasheet.lovatoelectric.com/Rotary_cam_switches/POL/7GN6308O98.pdf | Rotary cam switch 7GN series, ON-OFF switch 4 poles 63A, for rear mounting with red/yellow handle padlockable in 0, door coupling and protection covers, front plate 65X65mm | http://datasheet.lovatoelectric.com/Rotary_cam_switches/RON/7GN6308O98.pdf
7GN6308P |  |  | Enclosed rotary cam switch 7GN series, ON-OFF switch 4 poles 63A in plastic enclosure 125X175mm with black handle | http://datasheet.lovatoelectric.com/Rotary_cam_switches/ENG/7GN6308P.pdf | Commutatore a camme serie 7GN, interruttore 4 poli da 63A in cassetta plastica 125X175mm con maniglia nera | http://datasheet.lovatoelectric.com/Rotary_cam_switches/ITA/7GN6308P.pdf | Łącznik krzywkowy serii 7GN, rozłącznik, 4 pola, 63A, w obudowie 125x175mm i czarnym pokrętłem | http://datasheet.lovatoelectric.com/Rotary_cam_switches/POL/7GN6308P.pdf | Enclosed rotary cam switch 7GN series, ON-OFF switch 4 poles 63A in plastic enclosure 125X175mm with black handle | http://datasheet.lovatoelectric.com/Rotary_cam_switches/RON/7GN6308P.pdf
7GN6308P25 |  |  | Enclosed rotary cam switch 7GN series, ON-OFF switch 4 poles 63A in plastic enclosure 125X175mm with red/yellow handle | http://datasheet.lovatoelectric.com/Rotary_cam_switches/ENG/7GN6308P25.pdf | Commutatore a camme serie 7GN, interruttore 4 poli da 63A in cassetta plastica 125X175mm con maniglia giallo/rossa | http://datasheet.lovatoelectric.com/Rotary_cam_switches/ITA/7GN6308P25.pdf | Łącznik krzywkowy serii 7GN, rozłącznik, 4 pola, 63A, w obudowie 125x175mm i żółto/czerwonym pokrętłem | http://datasheet.lovatoelectric.com/Rotary_cam_switches/POL/7GN6308P25.pdf | Enclosed rotary cam switch 7GN series, ON-OFF switch 4 poles 63A in plastic enclosure 125X175mm with red/yellow handle | http://datasheet.lovatoelectric.com/Rotary_cam_switches/RON/7GN6308P25.pdf
7GN6308U |  |  | Rotary cam switch 7GN series, ON-OFF switch 4 poles 63A, for front mounting with black handle, front plate 65X65mm | http://datasheet.lovatoelectric.com/Rotary_cam_switches/ENG/7GN6308U.pdf | Commutatore a camme serie 7GN, interruttore 4 poli da 63A in esecuzione per montaggio frontale con maniglia nera, mostrina 65X65mm | http://datasheet.lovatoelectric.com/Rotary_cam_switches/ITA/7GN6308U.pdf | Łącznik krzywkowy serii 7GN, rozłącznik, 4 pola, 63A, do montażu tablicowego, z czarnym pokrętłem i tabliczką 65x65mm | http://datasheet.lovatoelectric.com/Rotary_cam_switches/POL/7GN6308U.pdf | Rotary cam switch 7GN series, ON-OFF switch 4 poles 63A, for front mounting with black handle, front plate 65X65mm | http://datasheet.lovatoelectric.com/Rotary_cam_switches/RON/7GN6308U.pdf
7GN6308U65 |  |  | Rotary cam switch 7GN series, ON-OFF switch 4 poles 63A, for front mounting with red/yellow handle padlockable in 0 and protection covers, front plate 65X65mm | http://datasheet.lovatoelectric.com/Rotary_cam_switches/ENG/7GN6308U65.pdf | Commutatore a camme serie 7GN, interruttore 4 poli da 63A in esecuzione per montaggio frontale con maniglia giallo/rossa lucchettabile in 0 e copriterminali, mostrina 65X65mm | http://datasheet.lovatoelectric.com/Rotary_cam_switches/ITA/7GN6308U65.pdf | Łącznik krzywkowy serii 7GN, rozłącznik, 4 pola, 63A, do montażu tablicowego, z żółto/czerwonym pokrętłem blokowanym w pozycji 0, osłonami zacisków i tabliczką 65x65mm | http://datasheet.lovatoelectric.com/Rotary_cam_switches/POL/7GN6308U65.pdf | Rotary cam switch 7GN series, ON-OFF switch 4 poles 63A, for front mounting with red/yellow handle padlockable in 0 and protection covers, front plate 65X65mm | http://datasheet.lovatoelectric.com/Rotary_cam_switches/RON/7GN6308U65.pdf
7GN63107O |  |  | Rotary cam switch 7GN series, multi-step 0-1-2, 1 pole 32A, for rear mounting with black handle, front plate 65X65mm | http://datasheet.lovatoelectric.com/Rotary_cam_switches/ENG/7GN63107O.pdf | Commutatore a camme serie 7GN, multivia 0-1-2 1 polo da 32A in esecuzione per montaggio a fondo quadro con maniglia nera, mostrina 65X65mm | http://datasheet.lovatoelectric.com/Rotary_cam_switches/ITA/7GN63107O.pdf | Łącznik krzywkowy serii 7GN, wielopozycyjny 0-1-2, 1 pole, 32A, do montażu wewnątrz szafy z czarnym pokrętłem i tabliczką 65x65mm | http://datasheet.lovatoelectric.com/Rotary_cam_switches/POL/7GN63107O.pdf | Rotary cam switch 7GN series, multi-step 0-1-2, 1 pole 32A, for rear mounting with black handle, front plate 65X65mm | http://datasheet.lovatoelectric.com/Rotary_cam_switches/RON/7GN63107O.pdf
7GN63107P |  |  | Enclosed rotary cam switch 7GN series, multi-step 0-1-2, 1 pole 63A in plastic enclosure 125X176mm with black handle | http://datasheet.lovatoelectric.com/Rotary_cam_switches/ENG/7GN63107P.pdf | Commutatore a camme serie 7GN, multivia 0-1-2 1 polo da 63A in cassetta plastica 125X176mm con maniglia nera | http://datasheet.lovatoelectric.com/Rotary_cam_switches/ITA/7GN63107P.pdf | Łącznik krzywkowy serii 7GN, wielopozycyjny 0-1-2, 1 pole, 63A, w obudowie 125x175mm i czarnym pokrętłem | http://datasheet.lovatoelectric.com/Rotary_cam_switches/POL/7GN63107P.pdf | Enclosed rotary cam switch 7GN series, multi-step 0-1-2, 1 pole 63A in plastic enclosure 125X176mm with black handle | http://datasheet.lovatoelectric.com/Rotary_cam_switches/RON/7GN63107P.pdf
7GN63107U |  |  | Rotary cam switch 7GN series, multi-step 0-1-2, 1 pole 63A, for front mounting with black handle, front plate 65X65mm | http://datasheet.lovatoelectric.com/Rotary_cam_switches/ENG/7GN63107U.pdf | Commutatore a camme serie 7GN, multivia 0-1-2 1 polo da 63A in esecuzione per montaggio frontale con maniglia nera, mostrina 65X65mm | http://datasheet.lovatoelectric.com/Rotary_cam_switches/ITA/7GN63107U.pdf | Łącznik krzywkowy serii 7GN, wielopozycyjny 0-1-2, 1 pole, 63A, do montażu tablicowego, z czarnym pokrętłem i tabliczką 65x65mm | http://datasheet.lovatoelectric.com/Rotary_cam_switches/POL/7GN63107U.pdf | Rotary cam switch 7GN series, multi-step 0-1-2, 1 pole 63A, for front mounting with black handle, front plate 65X65mm | http://datasheet.lovatoelectric.com/Rotary_cam_switches/RON/7GN63107U.pdf
7GN63108O |  |  | Rotary cam switch 7GN series, multi-step 0-1-2-3, 1 pole 63A, for rear mounting with black handle, front plate 65X65mm | http://datasheet.lovatoelectric.com/Rotary_cam_switches/ENG/7GN63108O.pdf | Commutatore a camme serie 7GN, multivia 0-1-2-3 1 polo da 63A in esecuzione per montaggio a fondo quadro con maniglia nera, mostrina 65X65mm | http://datasheet.lovatoelectric.com/Rotary_cam_switches/ITA/7GN63108O.pdf | Łącznik krzywkowy serii 7GN, wielopozycyjny 0-1-2-3, 1 pole, 63A, do montażu wewnątrz szafy z czarnym pokrętłem i tabliczką 65x65mm | http://datasheet.lovatoelectric.com/Rotary_cam_switches/POL/7GN63108O.pdf | Rotary cam switch 7GN series, multi-step 0-1-2-3, 1 pole 63A, for rear mounting with black handle, front plate 65X65mm | http://datasheet.lovatoelectric.com/Rotary_cam_switches/RON/7GN63108O.pdf
7GN63108P |  |  | Enclosed rotary cam switch 7GN series, multi-step 0-1-2-3, 1 pole 63A in plastic enclosure 125X175mm with black handle | http://datasheet.lovatoelectric.com/Rotary_cam_switches/ENG/7GN63108P.pdf | Commutatore a camme serie 7GN, multivia 0-1-2-3 1 polo da 63A in cassetta plastica 125X175mm con maniglia nera | http://datasheet.lovatoelectric.com/Rotary_cam_switches/ITA/7GN63108P.pdf | Łącznik krzywkowy serii 7GN, wielopozycyjny 0-1-2-3, 1 pole, 63A, w obudowie 125x175mm i czarnym pokrętłem | http://datasheet.lovatoelectric.com/Rotary_cam_switches/POL/7GN63108P.pdf | Enclosed rotary cam switch 7GN series, multi-step 0-1-2-3, 1 pole 63A in plastic enclosure 125X175mm with black handle | http://datasheet.lovatoelectric.com/Rotary_cam_switches/RON/7GN63108P.pdf
7GN63108U |  |  | Rotary cam switch 7GN series, multi-step 0-1-2-3, 1 pole 63A, for front mounting with black handle, front plate 65X65mm | http://datasheet.lovatoelectric.com/Rotary_cam_switches/ENG/7GN63108U.pdf | Commutatore a camme serie 7GN, multivia 0-1-2-3 1 polo da 63A in esecuzione per montaggio frontale con maniglia nera, mostrina 65X65mm | http://datasheet.lovatoelectric.com/Rotary_cam_switches/ITA/7GN63108U.pdf | Łącznik krzywkowy serii 7GN, wielopozycyjny 0-1-2-3, 1 pole, 63A, do montażu tablicowego, z czarnym pokrętłem i tabliczką 65x65mm | http://datasheet.lovatoelectric.com/Rotary_cam_switches/POL/7GN63108U.pdf | Rotary cam switch 7GN series, multi-step 0-1-2-3, 1 pole 63A, for front mounting with black handle, front plate 65X65mm | http://datasheet.lovatoelectric.com/Rotary_cam_switches/RON/7GN63108U.pdf
7GN63109O |  |  | Rotary cam switch 7GN series, multi-step 0-1-2-3-4, 1 pole 32A, for rear mounting with black handle, front plate 65X65mm | http://datasheet.lovatoelectric.com/Rotary_cam_switches/ENG/7GN63109O.pdf | Commutatore a camme serie 7GN, multivia 0-1-2-3-4 1 polo da 32A in esecuzione per montaggio a fondo quadro con maniglia nera, mostrina 65X65mm | http://datasheet.lovatoelectric.com/Rotary_cam_switches/ITA/7GN63109O.pdf | Łącznik krzywkowy serii 7GN, wielopozycyjny 0-1-2-3-4, 1 pole, 32A, do montażu wewnątrz szafy z czarnym pokrętłem i tabliczką 65x65mm | http://datasheet.lovatoelectric.com/Rotary_cam_switches/POL/7GN63109O.pdf | Rotary cam switch 7GN series, multi-step 0-1-2-3-4, 1 pole 32A, for rear mounting with black handle, front plate 65X65mm | http://datasheet.lovatoelectric.com/Rotary_cam_switches/RON/7GN63109O.pdf
7GN63109P |  |  | Enclosed rotary cam switch 7GN series, multi-step 0-1-2-3-4, 1 pole 63A in plastic enclosure 125X175mm with black handle | http://datasheet.lovatoelectric.com/Rotary_cam_switches/ENG/7GN63109P.pdf | Commutatore a camme serie 7GN, multivia 0-1-2-3-4 1 polo da 63A in cassetta plastica 125X175mm con maniglia nera | http://datasheet.lovatoelectric.com/Rotary_cam_switches/ITA/7GN63109P.pdf | Łącznik krzywkowy serii 7GN, wielopozycyjny 0-1-2-3-4, 1 pole, 63A, w obudowie 125x175mm i czarnym pokrętłem | http://datasheet.lovatoelectric.com/Rotary_cam_switches/POL/7GN63109P.pdf | Enclosed rotary cam switch 7GN series, multi-step 0-1-2-3-4, 1 pole 63A in plastic enclosure 125X175mm with black handle | http://datasheet.lovatoelectric.com/Rotary_cam_switches/RON/7GN63109P.pdf
7GN63109U |  |  | Rotary cam switch 7GN series, multi-step 0-1-2-3-4, 1 pole 63A, for front mounting with black handle, front plate 65X65mm | http://datasheet.lovatoelectric.com/Rotary_cam_switches/ENG/7GN63109U.pdf | Commutatore a camme serie 7GN, multivia 0-1-2-3-4 1 polo da 63A in esecuzione per montaggio frontale con maniglia nera, mostrina 65X65mm | http://datasheet.lovatoelectric.com/Rotary_cam_switches/ITA/7GN63109U.pdf | Łącznik krzywkowy serii 7GN, wielopozycyjny 0-1-2-3-4, 1 pole, 63A, do montażu tablicowego, z czarnym pokrętłem i tabliczką 65x65mm | http://datasheet.lovatoelectric.com/Rotary_cam_switches/POL/7GN63109U.pdf | Rotary cam switch 7GN series, multi-step 0-1-2-3-4, 1 pole 63A, for front mounting with black handle, front plate 65X65mm | http://datasheet.lovatoelectric.com/Rotary_cam_switches/RON/7GN63109U.pdf
7GN6310O | 7GN6310O.jpg | http://datasheet.lovatoelectric.com/Rotary_cam_switches/products_images/7GN6310O.jpg | Rotary cam switch 7GN series, ON-OFF switch 3 poles 63A, for rear mounting with black handle, front plate 65X65mm | http://datasheet.lovatoelectric.com/Rotary_cam_switches/ENG/7GN6310O.pdf | Commutatore a camme serie 7GN, interruttore 3 poli da 63A in esecuzione per montaggio a fondo quadro con maniglia nera, mostrina 65X65mm | http://datasheet.lovatoelectric.com/Rotary_cam_switches/ITA/7GN6310O.pdf | Łącznik krzywkowy serii 7GN, rozłącznik, 3 pola, 63A, do montażu wewnątrz szafy z czarnym pokrętłem i tabliczką 65x65mm | http://datasheet.lovatoelectric.com/Rotary_cam_switches/POL/7GN6310O.pdf | Rotary cam switch 7GN series, ON-OFF switch 3 poles 63A, for rear mounting with black handle, front plate 65X65mm | http://datasheet.lovatoelectric.com/Rotary_cam_switches/RON/7GN6310O.pdf
7GN6310O98 | 7GN6310O98.jpg | http://datasheet.lovatoelectric.com/Rotary_cam_switches/products_images/7GN6310O98.jpg | Rotary cam switch 7GN series, ON-OFF switch 3 poles 63A, for rear mounting with red/yellow handle padlockable in 0, door coupling and protection covers, front plate 65X65mm | http://datasheet.lovatoelectric.com/Rotary_cam_switches/ENG/7GN6310O98.pdf | Commutatore a camme serie 7GN, interruttore 3 poli da 63A in esecuzione per montaggio a fondo quadro con maniglia giallo/rossa lucchettabile in 0 con funzione blocco porta e copriterminali, mostrina 65X65mm | http://datasheet.lovatoelectric.com/Rotary_cam_switches/ITA/7GN6310O98.pdf | Łącznik krzywkowy serii 7GN, rozłącznik, 3 pola, 63A, do montażu wewnątrz szafy, z żółto/czerwonym pokrętłem blokowanym w pozycji 0, trzpieniem, osłonami zacisków i tabliczką 65x65mm | http://datasheet.lovatoelectric.com/Rotary_cam_switches/POL/7GN6310O98.pdf | Rotary cam switch 7GN series, ON-OFF switch 3 poles 63A, for rear mounting with red/yellow handle padlockable in 0, door coupling and protection covers, front plate 65X65mm | http://datasheet.lovatoelectric.com/Rotary_cam_switches/RON/7GN6310O98.pdf
7GN6310P | 7GN6310P.jpg | http://datasheet.lovatoelectric.com/Rotary_cam_switches/products_images/7GN6310P.jpg | Enclosed rotary cam switch 7GN series, ON-OFF switch 3 poles 63A in plastic enclosure 125X175mm with black handle | http://datasheet.lovatoelectric.com/Rotary_cam_switches/ENG/7GN6310P.pdf | Commutatore a camme serie 7GN, interruttore 3 poli da 63A in cassetta plastica 125X175mm con maniglia nera | http://datasheet.lovatoelectric.com/Rotary_cam_switches/ITA/7GN6310P.pdf | Łącznik krzywkowy serii 7GN, rozłącznik, 3 pola, 63A, w obudowie 125x175mm i czarnym pokrętłem | http://datasheet.lovatoelectric.com/Rotary_cam_switches/POL/7GN6310P.pdf | Enclosed rotary cam switch 7GN series, ON-OFF switch 3 poles 63A in plastic enclosure 125X175mm with black handle | http://datasheet.lovatoelectric.com/Rotary_cam_switches/RON/7GN6310P.pdf
7GN6310P25 | 7GN6310P25.jpg | http://datasheet.lovatoelectric.com/Rotary_cam_switches/products_images/7GN6310P25.jpg | Enclosed rotary cam switch 7GN series, ON-OFF switch 3 poles 63A in plastic enclosure 125X175mm with red/yellow handle | http://datasheet.lovatoelectric.com/Rotary_cam_switches/ENG/7GN6310P25.pdf | Commutatore a camme serie 7GN, interruttore 3 poli da 63A in cassetta plastica 125X175mm con maniglia giallo/rossa | http://datasheet.lovatoelectric.com/Rotary_cam_switches/ITA/7GN6310P25.pdf | Łącznik krzywkowy serii 7GN, rozłącznik, 3 pola, 63A, w obudowie 125x175mm i żółto/czerwonym pokrętłem | http://datasheet.lovatoelectric.com/Rotary_cam_switches/POL/7GN6310P25.pdf | Enclosed rotary cam switch 7GN series, ON-OFF switch 3 poles 63A in plastic enclosure 125X175mm with red/yellow handle | http://datasheet.lovatoelectric.com/Rotary_cam_switches/RON/7GN6310P25.pdf
7GN6310U | 7GN6310U.jpg | http://datasheet.lovatoelectric.com/Rotary_cam_switches/products_images/7GN6310U.jpg | Rotary cam switch 7GN series, ON-OFF switch 3 poles 63A, for front mounting with black handle, front plate 65X65mm | http://datasheet.lovatoelectric.com/Rotary_cam_switches/ENG/7GN6310U.pdf | Commutatore a camme serie 7GN, interruttore 3 poli da 63A in esecuzione per montaggio frontale con maniglia nera, mostrina 65X65mm | http://datasheet.lovatoelectric.com/Rotary_cam_switches/ITA/7GN6310U.pdf | Łącznik krzywkowy serii 7GN, rozłącznik, 3 pola, 63A, do montażu tablicowego, z czarnym pokrętłem i tabliczką 65x65mm | http://datasheet.lovatoelectric.com/Rotary_cam_switches/POL/7GN6310U.pdf | Rotary cam switch 7GN series, ON-OFF switch 3 poles 63A, for front mounting with black handle, front plate 65X65mm | http://datasheet.lovatoelectric.com/Rotary_cam_switches/RON/7GN6310U.pdf
7GN6310U65 | 7GN6310U65.jpg | http://datasheet.lovatoelectric.com/Rotary_cam_switches/products_images/7GN6310U65.jpg | Rotary cam switch 7GN series, ON-OFF switch 3 poles 63A, for front mounting with red/yellow handle padlockable in 0 and protection covers, front plate 65X65mm | http://datasheet.lovatoelectric.com/Rotary_cam_switches/ENG/7GN6310U65.pdf | Commutatore a camme serie 7GN, interruttore 3 poli da 63A in esecuzione per montaggio frontale con maniglia giallo/rossa lucchettabile in 0 e copriterminali, mostrina 65X65mm | http://datasheet.lovatoelectric.com/Rotary_cam_switches/ITA/7GN6310U65.pdf | Łącznik krzywkowy serii 7GN, rozłącznik, 3 pola, 63A, do montażu tablicowego, z żółto/czerwonym pokrętłem blokowanym w pozycji 0, osłonami zacisków i tabliczką 65x65mm | http://datasheet.lovatoelectric.com/Rotary_cam_switches/POL/7GN6310U65.pdf | Rotary cam switch 7GN series, ON-OFF switch 3 poles 63A, for front mounting with red/yellow handle padlockable in 0 and protection covers, front plate 65X65mm | http://datasheet.lovatoelectric.com/Rotary_cam_switches/RON/7GN6310U65.pdf
7GN63110O |  |  | Rotary cam switch 7GN series, multi-step 0-1-2-3-4-5, 1 pole 32A, for rear mounting with black handle, front plate 65X65mm | http://datasheet.lovatoelectric.com/Rotary_cam_switches/ENG/7GN63110O.pdf | Commutatore a camme serie 7GN, multivia 0-1-2-3-4-5 1 polo da 32A in esecuzione per montaggio a fondo quadro con maniglia nera, mostrina 65X65mm | http://datasheet.lovatoelectric.com/Rotary_cam_switches/ITA/7GN63110O.pdf | Łącznik krzywkowy serii 7GN, wielopozycyjny 0-1-2-3-4-5, 1 pole, 32A, do montażu wewnątrz szafy z czarnym pokrętłem i tabliczką 65x65mm | http://datasheet.lovatoelectric.com/Rotary_cam_switches/POL/7GN63110O.pdf | Rotary cam switch 7GN series, multi-step 0-1-2-3-4-5, 1 pole 32A, for rear mounting with black handle, front plate 65X65mm | http://datasheet.lovatoelectric.com/Rotary_cam_switches/RON/7GN63110O.pdf
7GN63110P |  |  | Enclosed rotary cam switch 7GN series, multi-step 0-1-2-3-4-5, 1 pole 63A in plastic enclosure 125X175mm with black handle | http://datasheet.lovatoelectric.com/Rotary_cam_switches/ENG/7GN63110P.pdf | Commutatore a camme serie 7GN, multivia 0-1-2-3-4-5 1 polo da 63A in cassetta plastica 125X175mm con maniglia nera | http://datasheet.lovatoelectric.com/Rotary_cam_switches/ITA/7GN63110P.pdf | Łącznik krzywkowy serii 7GN, wielopozycyjny 0-1-2-3-4-5, 1 pole, 63A, w obudowie 125x175mm i czarnym pokrętłem | http://datasheet.lovatoelectric.com/Rotary_cam_switches/POL/7GN63110P.pdf | Enclosed rotary cam switch 7GN series, multi-step 0-1-2-3-4-5, 1 pole 63A in plastic enclosure 125X175mm with black handle | http://datasheet.lovatoelectric.com/Rotary_cam_switches/RON/7GN63110P.pdf
7GN63110U |  |  | Rotary cam switch 7GN series, multi-step 0-1-2-3-4-5, 1 pole 63A, for front mounting with black handle, front plate 65X65mm | http://datasheet.lovatoelectric.com/Rotary_cam_switches/ENG/7GN63110U.pdf | Commutatore a camme serie 7GN, multivia 0-1-2-3-4-5 1 polo da 63A in esecuzione per montaggio frontale con maniglia nera, mostrina 65X65mm | http://datasheet.lovatoelectric.com/Rotary_cam_switches/ITA/7GN63110U.pdf | Łącznik krzywkowy serii 7GN, wielopozycyjny 0-1-2-3-4-5, 1 pole, 63A, do montażu tablicowego, z czarnym pokrętłem i tabliczką 65x65mm | http://datasheet.lovatoelectric.com/Rotary_cam_switches/POL/7GN63110U.pdf | Rotary cam switch 7GN series, multi-step 0-1-2-3-4-5, 1 pole 63A, for front mounting with black handle, front plate 65X65mm | http://datasheet.lovatoelectric.com/Rotary_cam_switches/RON/7GN63110U.pdf
7GN6311O |  |  | Rotary cam switch 7GN series, 3-phase motor reversing switch 63A, for rear mounting with black handle, front plate 65X65mm | http://datasheet.lovatoelectric.com/Rotary_cam_switches/ENG/7GN6311O.pdf | Commutatore a camme serie 7GN, invertitore di marcia trifase da 63A in esecuzione per montaggio a fondo quadro con maniglia nera, mostrina 65X65mm | http://datasheet.lovatoelectric.com/Rotary_cam_switches/ITA/7GN6311O.pdf | Łącznik krzywkowy serii 7GN, przełącznik zmiany kierunku obrotów silnika 3 fazowego, 63A, do montażu wewnątrz szafy z czarnym pokrętłem i tabliczką 65x65mm | http://datasheet.lovatoelectric.com/Rotary_cam_switches/POL/7GN6311O.pdf | Rotary cam switch 7GN series, 3-phase motor reversing switch 63A, for rear mounting with black handle, front plate 65X65mm | http://datasheet.lovatoelectric.com/Rotary_cam_switches/RON/7GN6311O.pdf
7GN6311P |  |  | Enclosed rotary cam switch 7GN series, 3-phase motor reversing switch 63A in plastic enclosure 125X175mm with black handle | http://datasheet.lovatoelectric.com/Rotary_cam_switches/ENG/7GN6311P.pdf | Commutatore a camme serie 7GN, invertitore di marcia trifase da 63A in cassetta plastica 125X175mm con maniglia nera | http://datasheet.lovatoelectric.com/Rotary_cam_switches/ITA/7GN6311P.pdf | Łącznik krzywkowy serii 7GN, przełącznik zmiany kierunku obrotów silnika 3 fazowego, 63A, w obudowie 125x175mm i czarnym pokrętłem | http://datasheet.lovatoelectric.com/Rotary_cam_switches/POL/7GN6311P.pdf | Enclosed rotary cam switch 7GN series, 3-phase motor reversing switch 63A in plastic enclosure 125X175mm with black handle | http://datasheet.lovatoelectric.com/Rotary_cam_switches/RON/7GN6311P.pdf
7GN6311P25 |  |  | Enclosed rotary cam switch 7GN series, 3-phase motor reversing switch 63A in plastic enclosure 125X175mm with red/yellow handle | http://datasheet.lovatoelectric.com/Rotary_cam_switches/ENG/7GN6311P25.pdf | Commutatore a camme serie 7GN, invertitore di marcia trifase da 63A in cassetta plastica 125X175mm con maniglia giallo/rossa | http://datasheet.lovatoelectric.com/Rotary_cam_switches/ITA/7GN6311P25.pdf | Łącznik krzywkowy serii 7GN, przełącznik zmiany kierunku obrotów silnika 3 fazowego, 63A, w obudowie 125x175mm i żółto/czerwonym pokrętłem | http://datasheet.lovatoelectric.com/Rotary_cam_switches/POL/7GN6311P25.pdf | Enclosed rotary cam switch 7GN series, 3-phase motor reversing switch 63A in plastic enclosure 125X175mm with red/yellow handle | http://datasheet.lovatoelectric.com/Rotary_cam_switches/RON/7GN6311P25.pdf
7GN6311U |  |  | Rotary cam switch 7GN series, 3-phase motor reversing switch 63A, for front mounting with black handle, front plate 65X65mm | http://datasheet.lovatoelectric.com/Rotary_cam_switches/ENG/7GN6311U.pdf | Commutatore a camme serie 7GN, invertitore di marcia trifase da 63A in esecuzione per montaggio frontale con maniglia nera, mostrina 65X65mm | http://datasheet.lovatoelectric.com/Rotary_cam_switches/ITA/7GN6311U.pdf | Łącznik krzywkowy serii 7GN, przełącznik zmiany kierunku obrotów silnika 3 fazowego, 63A, do montażu tablicowego, z czarnym pokrętłem i tabliczką 65x65mm | http://datasheet.lovatoelectric.com/Rotary_cam_switches/POL/7GN6311U.pdf | Rotary cam switch 7GN series, 3-phase motor reversing switch 63A, for front mounting with black handle, front plate 65X65mm | http://datasheet.lovatoelectric.com/Rotary_cam_switches/RON/7GN6311U.pdf
7GN6311U65 |  |  | Rotary cam switch 7GN series, 3-phase motor reversing switch 63A, for front mounting with red/yellow handle padlockable in 0 and protection covers, front plate 65X65mm | http://datasheet.lovatoelectric.com/Rotary_cam_switches/ENG/7GN6311U65.pdf | Commutatore a camme serie 7GN, invertitore di marcia trifase da 63A in esecuzione per montaggio frontale con maniglia giallo/rossa lucchettabile in 0 e copriterminali, mostrina 65X65mm | http://datasheet.lovatoelectric.com/Rotary_cam_switches/ITA/7GN6311U65.pdf | Łącznik krzywkowy serii 7GN, przełącznik zmiany kierunku obrotów silnika 3 fazowego, 63A, do montażu tablicowego, z żółto/czerwonym pokrętłem blokowanym w pozycji 0, osłonami zacisków i tabliczką 65x65mm | http://datasheet.lovatoelectric.com/Rotary_cam_switches/POL/7GN6311U65.pdf | Rotary cam switch 7GN series, 3-phase motor reversing switch 63A, for front mounting with red/yellow handle padlockable in 0 and protection covers, front plate 65X65mm | http://datasheet.lovatoelectric.com/Rotary_cam_switches/RON/7GN6311U65.pdf
7GN63123O |  |  | Rotary cam switch 7GN series, multi-step 0-1-2, 2 poles 63A, for rear mounting with black handle, front plate 65X65mm | http://datasheet.lovatoelectric.com/Rotary_cam_switches/ENG/7GN63123O.pdf | Commutatore a camme serie 7GN, multivia 0-1-2 2 poli da 63A in esecuzione per montaggio a fondo quadro con maniglia nera, mostrina 65X65mm | http://datasheet.lovatoelectric.com/Rotary_cam_switches/ITA/7GN63123O.pdf | Łącznik krzywkowy serii 7GN, wielopozycyjny 0-1-2, 2 pola, 63A, do montażu wewnątrz szafy z czarnym pokrętłem i tabliczką 65x65mm | http://datasheet.lovatoelectric.com/Rotary_cam_switches/POL/7GN63123O.pdf | Rotary cam switch 7GN series, multi-step 0-1-2, 2 poles 63A, for rear mounting with black handle, front plate 65X65mm | http://datasheet.lovatoelectric.com/Rotary_cam_switches/RON/7GN63123O.pdf
7GN63123P |  |  | Enclosed rotary cam switch 7GN series, multi-step 0-1-2, 2 poles 63A in plastic enclosure 125X175mm with black handle | http://datasheet.lovatoelectric.com/Rotary_cam_switches/ENG/7GN63123P.pdf | Commutatore a camme serie 7GN, multivia 0-1-2 2 poli da 63A in cassetta plastica 125X175mm con maniglia nera | http://datasheet.lovatoelectric.com/Rotary_cam_switches/ITA/7GN63123P.pdf | Łącznik krzywkowy serii 7GN, wielopozycyjny 0-1-2, 2 pola, 63A, w obudowie 125x175mm i czarnym pokrętłem | http://datasheet.lovatoelectric.com/Rotary_cam_switches/POL/7GN63123P.pdf | Enclosed rotary cam switch 7GN series, multi-step 0-1-2, 2 poles 63A in plastic enclosure 125X175mm with black handle | http://datasheet.lovatoelectric.com/Rotary_cam_switches/RON/7GN63123P.pdf
7GN63123U |  |  | Rotary cam switch 7GN series, multi-step 0-1-2, 2 poles 63A, for front mounting with black handle, front plate 65X65mm | http://datasheet.lovatoelectric.com/Rotary_cam_switches/ENG/7GN63123U.pdf | Commutatore a camme serie 7GN, multivia 0-1-2 2 polo da 63A in esecuzione per montaggio frontale con maniglia nera, mostrina 65X65mm | http://datasheet.lovatoelectric.com/Rotary_cam_switches/ITA/7GN63123U.pdf | Łącznik krzywkowy serii 7GN, wielopozycyjny 0-1-2, 2 pola, 63A, do montażu tablicowego, z czarnym pokrętłem i tabliczką 65x65mm | http://datasheet.lovatoelectric.com/Rotary_cam_switches/POL/7GN63123U.pdf | Rotary cam switch 7GN series, multi-step 0-1-2, 2 poles 63A, for front mounting with black handle, front plate 65X65mm | http://datasheet.lovatoelectric.com/Rotary_cam_switches/RON/7GN63123U.pdf
7GN63124O |  |  | Rotary cam switch 7GN series, multi-step 0-1-2-3, 2 poles 63A, for rear mounting with black handle, front plate 65X65mm | http://datasheet.lovatoelectric.com/Rotary_cam_switches/ENG/7GN63124O.pdf | Commutatore a camme serie 7GN, multivia 0-1-2-3 2 poli da 63A in esecuzione per montaggio a fondo quadro con maniglia nera, mostrina 65X65mm | http://datasheet.lovatoelectric.com/Rotary_cam_switches/ITA/7GN63124O.pdf | Łącznik krzywkowy serii 7GN, wielopozycyjny 0-1-2-3, 2 pola, 63A, do montażu wewnątrz szafy z czarnym pokrętłem i tabliczką 65x65mm | http://datasheet.lovatoelectric.com/Rotary_cam_switches/POL/7GN63124O.pdf | Rotary cam switch 7GN series, multi-step 0-1-2-3, 2 poles 63A, for rear mounting with black handle, front plate 65X65mm | http://datasheet.lovatoelectric.com/Rotary_cam_switches/RON/7GN63124O.pdf
7GN63124P |  |  | Enclosed rotary cam switch 7GN series, multi-step 0-1-2-3, 2 poles 63A in plastic enclosure 125X175mm with black handle | http://datasheet.lovatoelectric.com/Rotary_cam_switches/ENG/7GN63124P.pdf | Commutatore a camme serie 7GN, multivia 0-1-2-3 2 poli da 63A in cassetta plastica 125X175mm con maniglia nera | http://datasheet.lovatoelectric.com/Rotary_cam_switches/ITA/7GN63124P.pdf | Łącznik krzywkowy serii 7GN, wielopozycyjny 0-1-2-3, 2 pola, 63A, w obudowie 125x175mm i czarnym pokrętłem | http://datasheet.lovatoelectric.com/Rotary_cam_switches/POL/7GN63124P.pdf | Enclosed rotary cam switch 7GN series, multi-step 0-1-2-3, 2 poles 63A in plastic enclosure 125X175mm with black handle | http://datasheet.lovatoelectric.com/Rotary_cam_switches/RON/7GN63124P.pdf
7GN63124U |  |  | Rotary cam switch 7GN series, multi-step 0-1-2-3, 2 poles 63A, for front mounting with black handle, front plate 65X65mm | http://datasheet.lovatoelectric.com/Rotary_cam_switches/ENG/7GN63124U.pdf | Commutatore a camme serie 7GN, multivia 0-1-2-3 2 poli da 63A in esecuzione per montaggio frontale con maniglia nera, mostrina 65X65mm | http://datasheet.lovatoelectric.com/Rotary_cam_switches/ITA/7GN63124U.pdf | Łącznik krzywkowy serii 7GN, wielopozycyjny 0-1-2-3, 2 pola, 63A, do montażu tablicowego, z czarnym pokrętłem i tabliczką 65x65mm | http://datasheet.lovatoelectric.com/Rotary_cam_switches/POL/7GN63124U.pdf | Rotary cam switch 7GN series, multi-step 0-1-2-3, 2 poles 63A, for front mounting with black handle, front plate 65X65mm | http://datasheet.lovatoelectric.com/Rotary_cam_switches/RON/7GN63124U.pdf
7GN6312O |  |  | Rotary cam switch 7GN series, star-delta motor starter switch 63A, for rear mounting with black handle, front plate 65X65mm | http://datasheet.lovatoelectric.com/Rotary_cam_switches/ENG/7GN6312O.pdf | Commutatore a camme serie 7GN, avviatore stella-triangolo da 63A in esecuzione per montaggio a fondo quadro con maniglia nera, mostrina 65X65mm | http://datasheet.lovatoelectric.com/Rotary_cam_switches/ITA/7GN6312O.pdf | Łącznik krzywkowy serii 7GN, przełącznik gwiazda-trójkąt, 63A, do montażu wewnątrz szafy z czarnym pokrętłem i tabliczką 65x65mm | http://datasheet.lovatoelectric.com/Rotary_cam_switches/POL/7GN6312O.pdf | Rotary cam switch 7GN series, star-delta motor starter switch 63A, for rear mounting with black handle, front plate 65X65mm | http://datasheet.lovatoelectric.com/Rotary_cam_switches/RON/7GN6312O.pdf
7GN6312P |  |  | Enclosed rotary cam switch 7GN series, star-delta motor starter switch 63A in plastic enclosure 125X175mm with black handle | http://datasheet.lovatoelectric.com/Rotary_cam_switches/ENG/7GN6312P.pdf | Commutatore a camme serie 7GN, avviatore stella-triangolo da 63A in cassetta plastica 125X175mm con maniglia nera | http://datasheet.lovatoelectric.com/Rotary_cam_switches/ITA/7GN6312P.pdf | Łącznik krzywkowy serii 7GN, przełącznik gwiazda-trójkąt, 63A, w obudowie 125x175mm i czarnym pokrętłem | http://datasheet.lovatoelectric.com/Rotary_cam_switches/POL/7GN6312P.pdf | Enclosed rotary cam switch 7GN series, star-delta motor starter switch 63A in plastic enclosure 125X175mm with black handle | http://datasheet.lovatoelectric.com/Rotary_cam_switches/RON/7GN6312P.pdf
7GN6312P25 |  |  | Enclosed rotary cam switch 7GN series, star-delta motor starter, 63A in plastic enclosure 125X175mm with red/yellow handle | http://datasheet.lovatoelectric.com/Rotary_cam_switches/ENG/7GN6312P25.pdf | Commutatore a camme serie 7GN, avviatore stella-triangolo da 63A in cassetta plastica 125X175mm con maniglia giallo/rossa | http://datasheet.lovatoelectric.com/Rotary_cam_switches/ITA/7GN6312P25.pdf | Łącznik krzywkowy serii 7GN, przełącznik gwiazda-trójkąt, 63A, w obudowie 125x175mm i żółto/czerwonym pokrętłem | http://datasheet.lovatoelectric.com/Rotary_cam_switches/POL/7GN6312P25.pdf | Enclosed rotary cam switch 7GN series, star-delta motor starter, 63A in plastic enclosure 125X175mm with red/yellow handle | http://datasheet.lovatoelectric.com/Rotary_cam_switches/RON/7GN6312P25.pdf
7GN6312U | 7GN6312U.jpg | http://datasheet.lovatoelectric.com/Rotary_cam_switches/products_images/7GN6312U.jpg | Rotary cam switch 7GN series, star-delta motor starter switch 63A, for front mounting with black handle, front plate 65X65mm | http://datasheet.lovatoelectric.com/Rotary_cam_switches/ENG/7GN6312U.pdf | Commutatore a camme serie 7GN, avviatore stella-triangolo da 63A in esecuzione per montaggio frontale con maniglia nera, mostrina 65X65mm | http://datasheet.lovatoelectric.com/Rotary_cam_switches/ITA/7GN6312U.pdf | Łącznik krzywkowy serii 7GN, przełącznik gwiazda-trójkąt, 63A, do montażu tablicowego, z czarnym pokrętłem i tabliczką 65x65mm | http://datasheet.lovatoelectric.com/Rotary_cam_switches/POL/7GN6312U.pdf | Rotary cam switch 7GN series, star-delta motor starter switch 63A, for front mounting with black handle, front plate 65X65mm | http://datasheet.lovatoelectric.com/Rotary_cam_switches/RON/7GN6312U.pdf
7GN6312U65 |  |  | Rotary cam switch 7GN series, star-delta motor starter switch 63A, for front mounting with red/yellow handle padlockable in 0 and protection covers, front plate 65X65mm | http://datasheet.lovatoelectric.com/Rotary_cam_switches/ENG/7GN6312U65.pdf | Commutatore a camme serie 7GN, avviatore stella-triangolo da 63A in esecuzione per montaggio frontale con maniglia giallo/rossa lucchettabile in 0 e copriterminali, mostrina 65X65mm | http://datasheet.lovatoelectric.com/Rotary_cam_switches/ITA/7GN6312U65.pdf | Łącznik krzywkowy serii 7GN, przełącznik gwiazda-trójkąt, 63A, do montażu tablicowego, z żółto/czerwonym pokrętłem blokowanym w pozycji 0, osłonami zacisków i tabliczką 65x65mm | http://datasheet.lovatoelectric.com/Rotary_cam_switches/POL/7GN6312U65.pdf | Rotary cam switch 7GN series, star-delta motor starter switch 63A, for front mounting with red/yellow handle padlockable in 0 and protection covers, front plate 65X65mm | http://datasheet.lovatoelectric.com/Rotary_cam_switches/RON/7GN6312U65.pdf
7GN63135O |  |  | Rotary cam switch 7GN series, multi-step 0-1-2, 3 poles 63A, for rear mounting with black handle, front plate 65X65mm | http://datasheet.lovatoelectric.com/Rotary_cam_switches/ENG/7GN63135O.pdf | Commutatore a camme serie 7GN, multivia 0-1-2 3 poli da 63A in esecuzione per montaggio a fondo quadro con maniglia nera, mostrina 65X65mm | http://datasheet.lovatoelectric.com/Rotary_cam_switches/ITA/7GN63135O.pdf | Łącznik krzywkowy serii 7GN, wielopozycyjny 0-1-2, 3 pola, 63A, do montażu wewnątrz szafy z czarnym pokrętłem i tabliczką 65x65mm | http://datasheet.lovatoelectric.com/Rotary_cam_switches/POL/7GN63135O.pdf | Rotary cam switch 7GN series, multi-step 0-1-2, 3 poles 63A, for rear mounting with black handle, front plate 65X65mm | http://datasheet.lovatoelectric.com/Rotary_cam_switches/RON/7GN63135O.pdf
7GN63135P |  |  | Enclosed rotary cam switch 7GN series, multi-step 0-1-2, 3 poles 63A in plastic enclosure 125X175mm with black handle | http://datasheet.lovatoelectric.com/Rotary_cam_switches/ENG/7GN63135P.pdf | Commutatore a camme serie 7GN, multivia 0-1-2 3 poli da 63A in cassetta plastica 125X175mm con maniglia nera | http://datasheet.lovatoelectric.com/Rotary_cam_switches/ITA/7GN63135P.pdf | Łącznik krzywkowy serii 7GN, wielopozycyjny 0-1-2, 3 pola, 63A, w obudowie 125x175mm i czarnym pokrętłem | http://datasheet.lovatoelectric.com/Rotary_cam_switches/POL/7GN63135P.pdf | Enclosed rotary cam switch 7GN series, multi-step 0-1-2, 3 poles 63A in plastic enclosure 125X175mm with black handle | http://datasheet.lovatoelectric.com/Rotary_cam_switches/RON/7GN63135P.pdf
7GN63135U |  |  | Rotary cam switch 7GN series, multi-step 0-1-2, 3 poles 63A, for front mounting with black handle, front plate 65X65mm | http://datasheet.lovatoelectric.com/Rotary_cam_switches/ENG/7GN63135U.pdf | Commutatore a camme serie 7GN, multivia 0-1-2 3 polo da 63A in esecuzione per montaggio frontale con maniglia nera, mostrina 65X65mm | http://datasheet.lovatoelectric.com/Rotary_cam_switches/ITA/7GN63135U.pdf | Łącznik krzywkowy serii 7GN, wielopozycyjny 0-1-2, 3 pola, 63A, do montażu tablicowego, z czarnym pokrętłem i tabliczką 65x65mm | http://datasheet.lovatoelectric.com/Rotary_cam_switches/POL/7GN63135U.pdf | Rotary cam switch 7GN series, multi-step 0-1-2, 3 poles 63A, for front mounting with black handle, front plate 65X65mm | http://datasheet.lovatoelectric.com/Rotary_cam_switches/RON/7GN63135U.pdf
7GN63136O |  |  | Rotary cam switch 7GN series, multi-step 0-1-2-3, 3 poles 63A, for rear mounting with black handle, front plate 65X65mm | http://datasheet.lovatoelectric.com/Rotary_cam_switches/ENG/7GN63136O.pdf | Commutatore a camme serie 7GN, multivia 0-1-2-3 3 poli da 63A in esecuzione per montaggio a fondo quadro con maniglia nera, mostrina 65X65mm | http://datasheet.lovatoelectric.com/Rotary_cam_switches/ITA/7GN63136O.pdf | Łącznik krzywkowy serii 7GN, wielopozycyjny 0-1-2-3, 3 pola, 63A, do montażu wewnątrz szafy z czarnym pokrętłem i tabliczką 65x65mm | http://datasheet.lovatoelectric.com/Rotary_cam_switches/POL/7GN63136O.pdf | Rotary cam switch 7GN series, multi-step 0-1-2-3, 3 poles 63A, for rear mounting with black handle, front plate 65X65mm | http://datasheet.lovatoelectric.com/Rotary_cam_switches/RON/7GN63136O.pdf
7GN63136P |  |  | Enclosed rotary cam switch 7GN series, multi-step 0-1-2-3, 3 poles 63A in plastic enclosure 125X175mm with black handle | http://datasheet.lovatoelectric.com/Rotary_cam_switches/ENG/7GN63136P.pdf | Commutatore a camme serie 7GN, multivia 0-1-2-3 3 poli da 63A in cassetta plastica 125X175mm con maniglia nera | http://datasheet.lovatoelectric.com/Rotary_cam_switches/ITA/7GN63136P.pdf | Łącznik krzywkowy serii 7GN, wielopozycyjny 0-1-2-3, 3 pola, 63A, w obudowie 125x175mm i czarnym pokrętłem | http://datasheet.lovatoelectric.com/Rotary_cam_switches/POL/7GN63136P.pdf | Enclosed rotary cam switch 7GN series, multi-step 0-1-2-3, 3 poles 63A in plastic enclosure 125X175mm with black handle | http://datasheet.lovatoelectric.com/Rotary_cam_switches/RON/7GN63136P.pdf
7GN63136U |  |  | Rotary cam switch 7GN series, multi-step 0-1-2-3, 3 poles 63A, for front mounting with black handle, front plate 65X65mm | http://datasheet.lovatoelectric.com/Rotary_cam_switches/ENG/7GN63136U.pdf | Commutatore a camme serie 7GN, multivia 0-1-2-3 3 poli da 63A in esecuzione per montaggio frontale con maniglia nera, mostrina 65X65mm | http://datasheet.lovatoelectric.com/Rotary_cam_switches/ITA/7GN63136U.pdf | Łącznik krzywkowy serii 7GN, wielopozycyjny 0-1-2-3, 3 pola, 63A, do montażu tablicowego, z czarnym pokrętłem i tabliczką 65x65mm | http://datasheet.lovatoelectric.com/Rotary_cam_switches/POL/7GN63136U.pdf | Rotary cam switch 7GN series, multi-step 0-1-2-3, 3 poles 63A, for front mounting with black handle, front plate 65X65mm | http://datasheet.lovatoelectric.com/Rotary_cam_switches/RON/7GN63136U.pdf
7GN6313O |  |  | Rotary cam switch 7GN series, Dahlander motor control switch 1-0-2, 63A, for rear mounting with black handle, front plate 65X65mm | http://datasheet.lovatoelectric.com/Rotary_cam_switches/ENG/7GN6313O.pdf | Commutatore a camme serie 7GN, avviatore per motori Dahlander 1-0-2 da 63A in esecuzione per montaggio a fondo quadro con maniglia nera, mostrina 65X65mm | http://datasheet.lovatoelectric.com/Rotary_cam_switches/ITA/7GN6313O.pdf | Łącznik krzywkowy serii 7GN, przełącznik silnika dwubiegunowego 1-0-2, układ Dahlandera, 63A, do montażu wewnątrz szafy z czarnym pokrętłem i tabliczką 65x65mm | http://datasheet.lovatoelectric.com/Rotary_cam_switches/POL/7GN6313O.pdf | Rotary cam switch 7GN series, Dahlander motor control switch 1-0-2, 63A, for rear mounting with black handle, front plate 65X65mm | http://datasheet.lovatoelectric.com/Rotary_cam_switches/RON/7GN6313O.pdf
7GN6313P |  |  | Enclosed rotary cam switch 7GN series, Dahlander motor control switch 1-0-2, 63A in plastic enclosure 125X175mm with black handle | http://datasheet.lovatoelectric.com/Rotary_cam_switches/ENG/7GN6313P.pdf | Commutatore a camme serie 7GN, avviatore per motori Dahlander 1-0-2 da 63A in cassetta plastica 125X175mm con maniglia nera | http://datasheet.lovatoelectric.com/Rotary_cam_switches/ITA/7GN6313P.pdf | Łącznik krzywkowy serii 7GN, przełącznik silnika dwubiegunowego 1-0-2, układ Dahlandera, 63A, w obudowie 125x175mm i czarnym pokrętłem | http://datasheet.lovatoelectric.com/Rotary_cam_switches/POL/7GN6313P.pdf | Enclosed rotary cam switch 7GN series, Dahlander motor control switch 1-0-2, 63A in plastic enclosure 125X175mm with black handle | http://datasheet.lovatoelectric.com/Rotary_cam_switches/RON/7GN6313P.pdf
7GN6313P25 |  |  | Enclosed rotary cam switch 7GN series, Dahlander motor control switch 1-0-2, 63A in plastic enclosure 125X175mm with red/yellow handle | http://datasheet.lovatoelectric.com/Rotary_cam_switches/ENG/7GN6313P25.pdf | Commutatore a camme serie 7GN, avviatore per motori Dahlander 1-0-2 da 63A in cassetta plastica 125X175mm con maniglia giallo/rossa | http://datasheet.lovatoelectric.com/Rotary_cam_switches/ITA/7GN6313P25.pdf | Łącznik krzywkowy serii 7GN, przełącznik silnika dwubiegunowego 1-0-2, układ Dahlandera, 63A, w obudowie 125x175mm i żółto/czerwonym pokrętłem | http://datasheet.lovatoelectric.com/Rotary_cam_switches/POL/7GN6313P25.pdf | Enclosed rotary cam switch 7GN series, Dahlander motor control switch 1-0-2, 63A in plastic enclosure 125X175mm with red/yellow handle | http://datasheet.lovatoelectric.com/Rotary_cam_switches/RON/7GN6313P25.pdf
7GN6313U | 7GN6313U.jpg | http://datasheet.lovatoelectric.com/Rotary_cam_switches/products_images/7GN6313U.jpg | Rotary cam switch 7GN series, Dahlander motor control switch 1-0-2, 63A, for front mounting with black handle, front plate 65X65mm | http://datasheet.lovatoelectric.com/Rotary_cam_switches/ENG/7GN6313U.pdf | Commutatore a camme serie 7GN, avviatore per motori Dahlander 1-0-2 da 63A in esecuzione per montaggio frontale con maniglia nera, mostrina 65X65mm | http://datasheet.lovatoelectric.com/Rotary_cam_switches/ITA/7GN6313U.pdf | Łącznik krzywkowy serii 7GN, przełącznik silnika dwubiegunowego 1-0-2, układ Dahlandera, 63A, do montażu tablicowego, z czarnym pokrętłem i tabliczką 65x65mm | http://datasheet.lovatoelectric.com/Rotary_cam_switches/POL/7GN6313U.pdf | Rotary cam switch 7GN series, Dahlander motor control switch 1-0-2, 63A, for front mounting with black handle, front plate 65X65mm | http://datasheet.lovatoelectric.com/Rotary_cam_switches/RON/7GN6313U.pdf
7GN6313U65 |  |  | Rotary cam switch 7GN series, Dahlander motor control switch 1-0-2, 63A, for front mounting with red/yellow handle padlockable in 0 and protection covers, front plate 65X65mm | http://datasheet.lovatoelectric.com/Rotary_cam_switches/ENG/7GN6313U65.pdf | Commutatore a camme serie 7GN, avviatore per motori Dahlander 1-0-2 da 63A in esecuzione per montaggio frontale con maniglia giallo/rossa lucchettabile in 0 e copriterminali, mostrina 65X65mm | http://datasheet.lovatoelectric.com/Rotary_cam_switches/ITA/7GN6313U65.pdf | Łącznik krzywkowy serii 7GN, przełącznik silnika dwubiegunowego 1-0-2, układ Dahlandera, 63A, do montażu tablicowego, z żółto/czerwonym pokrętłem blokowanym w pozycji 0, osłonami zacisków i tabliczką 65x65mm | http://datasheet.lovatoelectric.com/Rotary_cam_switches/POL/7GN6313U65.pdf | Rotary cam switch 7GN series, Dahlander motor control switch 1-0-2, 63A, for front mounting with red/yellow handle padlockable in 0 and protection covers, front plate 65X65mm | http://datasheet.lovatoelectric.com/Rotary_cam_switches/RON/7GN6313U65.pdf
7GN6319O |  |  | Rotary cam switch 7GN series, Dahlander motor control switch 0-1-2, 63A, for rear mounting with black handle, front plate 65X65mm | http://datasheet.lovatoelectric.com/Rotary_cam_switches/ENG/7GN6319O.pdf | Commutatore a camme serie 7GN, avviatore per motori Dahlander 0-1-2 da 63A in esecuzione per montaggio a fondo quadro con maniglia nera, mostrina 65X65mm | http://datasheet.lovatoelectric.com/Rotary_cam_switches/ITA/7GN6319O.pdf | Łącznik krzywkowy serii 7GN, przełącznik silnika dwubiegunowego 0-1-2, układ Dahlandera, 63A, do montażu wewnątrz szafy z czarnym pokrętłem i tabliczką 65x65mm | http://datasheet.lovatoelectric.com/Rotary_cam_switches/POL/7GN6319O.pdf | Rotary cam switch 7GN series, Dahlander motor control switch 0-1-2, 63A, for rear mounting with black handle, front plate 65X65mm | http://datasheet.lovatoelectric.com/Rotary_cam_switches/RON/7GN6319O.pdf
7GN6319P |  |  | Enclosed rotary cam switch 7GN series, Dahlander motor control switch 0-1-2, 63A in plastic enclosure 125X175mm with black handle | http://datasheet.lovatoelectric.com/Rotary_cam_switches/ENG/7GN6319P.pdf | Commutatore a camme serie 7GN, avviatore per motori Dahlander 0-1-2 da 63A in cassetta plastica 125X175mm con maniglia nera | http://datasheet.lovatoelectric.com/Rotary_cam_switches/ITA/7GN6319P.pdf | Łącznik krzywkowy serii 7GN, przełącznik silnika dwubiegunowego 0-1-2, układ Dahlandera, 63A, w obudowie 125x175mm i czarnym pokrętłem | http://datasheet.lovatoelectric.com/Rotary_cam_switches/POL/7GN6319P.pdf | Enclosed rotary cam switch 7GN series, Dahlander motor control switch 0-1-2, 63A in plastic enclosure 125X175mm with black handle | http://datasheet.lovatoelectric.com/Rotary_cam_switches/RON/7GN6319P.pdf
7GN6319P25 |  |  | Enclosed rotary cam switch 7GN series, Dahlander motor control switch 0-1-2, 63A in plastic enclosure 125X175mm with red/yellow handle | http://datasheet.lovatoelectric.com/Rotary_cam_switches/ENG/7GN6319P25.pdf | Commutatore a camme serie 7GN, avviatore per motori Dahlander 0-1-2 da 63A in cassetta plastica 125X175mm con maniglia giallo/rossa | http://datasheet.lovatoelectric.com/Rotary_cam_switches/ITA/7GN6319P25.pdf | Łącznik krzywkowy serii 7GN, przełącznik silnika dwubiegunowego 0-1-2, układ Dahlandera, 63A, w obudowie 125x175mm i żółto/czerwonym pokrętłem | http://datasheet.lovatoelectric.com/Rotary_cam_switches/POL/7GN6319P25.pdf | Enclosed rotary cam switch 7GN series, Dahlander motor control switch 0-1-2, 63A in plastic enclosure 125X175mm with red/yellow handle | http://datasheet.lovatoelectric.com/Rotary_cam_switches/RON/7GN6319P25.pdf
7GN6319U |  |  | Rotary cam switch 7GN series, Dahlander motor control switch 0-1-2, 63A, for front mounting with black handle, front plate 65X65mm | http://datasheet.lovatoelectric.com/Rotary_cam_switches/ENG/7GN6319U.pdf | Commutatore a camme serie 7GN, avviatore per motori Dahlander 0-1-2 da 63A in esecuzione per montaggio frontale con maniglia nera, mostrina 65X65mm | http://datasheet.lovatoelectric.com/Rotary_cam_switches/ITA/7GN6319U.pdf | Łącznik krzywkowy serii 7GN, przełącznik silnika dwubiegunowego 0-1-2, układ Dahlandera, 63A, do montażu tablicowego, z czarnym pokrętłem i tabliczką 65x65mm | http://datasheet.lovatoelectric.com/Rotary_cam_switches/POL/7GN6319U.pdf | Rotary cam switch 7GN series, Dahlander motor control switch 0-1-2, 63A, for front mounting with black handle, front plate 65X65mm | http://datasheet.lovatoelectric.com/Rotary_cam_switches/RON/7GN6319U.pdf
7GN6319U65 |  |  | Rotary cam switch 7GN series, Dahlander motor control switch 0-1-2, 63A, for front mounting with red/yellow handle padlockable in 0 and protection covers, front plate 65X65mm | http://datasheet.lovatoelectric.com/Rotary_cam_switches/ENG/7GN6319U65.pdf | Commutatore a camme serie 7GN, avviatore per motori Dahlander 0-1-2 da 63A in esecuzione per montaggio frontale con maniglia giallo/rossa lucchettabile in 0 e copriterminali, mostrina 65X65mm | http://datasheet.lovatoelectric.com/Rotary_cam_switches/ITA/7GN6319U65.pdf | Łącznik krzywkowy serii 7GN, przełącznik silnika dwubiegunowego 0-1-2, układ Dahlandera, 63A, do montażu tablicowego, z żółto/czerwonym pokrętłem blokowanym w pozycji 0, osłonami zacisków i tabliczką 65x65mm | http://datasheet.lovatoelectric.com/Rotary_cam_switches/POL/7GN6319U65.pdf | Rotary cam switch 7GN series, Dahlander motor control switch 0-1-2, 63A, for front mounting with red/yellow handle padlockable in 0 and protection covers, front plate 65X65mm | http://datasheet.lovatoelectric.com/Rotary_cam_switches/RON/7GN6319U65.pdf
7GN6320O |  |  | Rotary cam switch 7GN series, Dahlander motor 2-speed reversing switch, 63A, for rear mounting with black handle, front plate 65X65mm | http://datasheet.lovatoelectric.com/Rotary_cam_switches/ENG/7GN6320O.pdf | Commutatore a camme serie 7GN, invertitore di marcia a 2 velocita' per motori Dahlander da 63A in esecuzione per montaggio a fondo quadro con maniglia nera, mostrina 65X65mm | http://datasheet.lovatoelectric.com/Rotary_cam_switches/ITA/7GN6320O.pdf | Łącznik krzywkowy serii 7GN, przełącznik zmiany kirunku obrotów silnika dwubiegunowego, układ Dahlandera, 63A, do montażu wewnątrz szafy z czarnym pokrętłem i tabliczką 65x65mm | http://datasheet.lovatoelectric.com/Rotary_cam_switches/POL/7GN6320O.pdf | Rotary cam switch 7GN series, Dahlander motor 2-speed reversing switch, 63A, for rear mounting with black handle, front plate 65X65mm | http://datasheet.lovatoelectric.com/Rotary_cam_switches/RON/7GN6320O.pdf
7GN6320U |  |  | Rotary cam switch 7GN series, Dahlander motor 2-speed reversing switch, 63A, for front mounting with black handle, front plate 65X65mm | http://datasheet.lovatoelectric.com/Rotary_cam_switches/ENG/7GN6320U.pdf | Commutatore a camme serie 7GN, invertitore di marcia a 2 velocita' per motori Dahlander da 63A in esecuzione per montaggio frontale con maniglia nera, mostrina 65X65mm | http://datasheet.lovatoelectric.com/Rotary_cam_switches/ITA/7GN6320U.pdf | Łącznik krzywkowy serii 7GN, przełącznik zmiany kirunku obrotów silnika dwubiegunowego, układ Dahlandera, 63A, do montażu tablicowego, z czarnym pokrętłem i tabliczką 65x65mm | http://datasheet.lovatoelectric.com/Rotary_cam_switches/POL/7GN6320U.pdf | Rotary cam switch 7GN series, Dahlander motor 2-speed reversing switch, 63A, for front mounting with black handle, front plate 65X65mm | http://datasheet.lovatoelectric.com/Rotary_cam_switches/RON/7GN6320U.pdf
7GN6320U65 |  |  | Rotary cam switch 7GN series, Dahlander motor 2-speed reversing switch, 63A, for front mounting with red/yellow handle padlockable in 0 and protection covers, front plate 65X65mm | http://datasheet.lovatoelectric.com/Rotary_cam_switches/ENG/7GN6320U65.pdf | Commutatore a camme serie 7GN, invertitore di marcia a 2 velocita' per motori Dahlander da 63A in esecuzione per montaggio frontale con maniglia giallo/rossa lucchettabile in 0 e copriterminali, mostrina 65X65mm | http://datasheet.lovatoelectric.com/Rotary_cam_switches/ITA/7GN6320U65.pdf | Łącznik krzywkowy serii 7GN, przełącznik zmiany kirunku obrotów silnika dwubiegunowego, układ Dahlandera, 63A, do montażu tablicowego, z żółto/czerwonym pokrętłem blokowanym w pozycji 0, osłonami zacisków i tabliczką 65x65mm | http://datasheet.lovatoelectric.com/Rotary_cam_switches/POL/7GN6320U65.pdf | Rotary cam switch 7GN series, Dahlander motor 2-speed reversing switch, 63A, for front mounting with red/yellow handle padlockable in 0 and protection covers, front plate 65X65mm | http://datasheet.lovatoelectric.com/Rotary_cam_switches/RON/7GN6320U65.pdf
7GN6325O |  |  | Rotary cam switch 7GN series, 1-phase motor reversing switch with spring return 63A, for rear mounting with black handle, front plate 65X65mm | http://datasheet.lovatoelectric.com/Rotary_cam_switches/ENG/7GN6325O.pdf | Commutatore a camme serie 7GN, invertitore di marcia monofase con ritorno a molla da 63A in esecuzione per montaggio a fondo quadro con maniglia nera, mostrina 65X65mm | http://datasheet.lovatoelectric.com/Rotary_cam_switches/ITA/7GN6325O.pdf | Łącznik krzywkowy serii 7GN, przełącznik zmiany kierunku obrotów silnika 1 fazowego, z powrotem do pozycji 0, 63A, do montażu wewnątrz szafy z czarnym pokrętłem i tabliczką 65x65mm | http://datasheet.lovatoelectric.com/Rotary_cam_switches/POL/7GN6325O.pdf | Rotary cam switch 7GN series, 1-phase motor reversing switch with spring return 63A, for rear mounting with black handle, front plate 65X65mm | http://datasheet.lovatoelectric.com/Rotary_cam_switches/RON/7GN6325O.pdf
7GN6325P |  |  | Enclosed rotary cam switch 7GN series, 1-phase motor reversing switch with spring return 63A in plastic enclosure 125X175mm with black handle | http://datasheet.lovatoelectric.com/Rotary_cam_switches/ENG/7GN6325P.pdf | Commutatore a camme serie 7GN, invertitore di marcia monofase con ritorno a molla da 63A in cassetta plastica 125X175mm con maniglia nera | http://datasheet.lovatoelectric.com/Rotary_cam_switches/ITA/7GN6325P.pdf | Łącznik krzywkowy serii 7GN, przełącznik zmiany kierunku obrotów silnika 1 fazowego, z powrotem do pozycji 0, 63A, w obudowie 125x175mm i czarnym pokrętłem | http://datasheet.lovatoelectric.com/Rotary_cam_switches/POL/7GN6325P.pdf | Enclosed rotary cam switch 7GN series, 1-phase motor reversing switch with spring return 63A in plastic enclosure 125X175mm with black handle | http://datasheet.lovatoelectric.com/Rotary_cam_switches/RON/7GN6325P.pdf
7GN6325P25 |  |  | Enclosed rotary cam switch 7GN series, 1-phase motor reversing switch with spring return 63A in plastic enclosure 125X175mm with red/yellow handle | http://datasheet.lovatoelectric.com/Rotary_cam_switches/ENG/7GN6325P25.pdf | Commutatore a camme serie 7GN, invertitore di marcia monofase con ritorno a molla da 63A in cassetta plastica 125X175mm con maniglia giallo/rossa | http://datasheet.lovatoelectric.com/Rotary_cam_switches/ITA/7GN6325P25.pdf | Łącznik krzywkowy serii 7GN, przełącznik zmiany kierunku obrotów silnika 1 fazowego, z powrotem do pozycji 0, 63A, w obudowie 125x175mm i żółto/czerwonym pokrętłem | http://datasheet.lovatoelectric.com/Rotary_cam_switches/POL/7GN6325P25.pdf | Enclosed rotary cam switch 7GN series, 1-phase motor reversing switch with spring return 63A in plastic enclosure 125X175mm with red/yellow handle | http://datasheet.lovatoelectric.com/Rotary_cam_switches/RON/7GN6325P25.pdf
7GN6325U |  |  | Rotary cam switch 7GN series, 1-phase motor reversing switch with spring return 63A, for front mounting with black handle, front plate 65X65mm | http://datasheet.lovatoelectric.com/Rotary_cam_switches/ENG/7GN6325U.pdf | Commutatore a camme serie 7GN, invertitore di marcia monofase con ritorno a molla da 63A in esecuzione per montaggio frontale con maniglia nera, mostrina 65X65mm | http://datasheet.lovatoelectric.com/Rotary_cam_switches/ITA/7GN6325U.pdf | Łącznik krzywkowy serii 7GN, przełącznik zmiany kierunku obrotów silnika 1 fazowego, z powrotem do pozycji 0, 63A, do montażu tablicowego, z czarnym pokrętłem i tabliczką 65x65mm | http://datasheet.lovatoelectric.com/Rotary_cam_switches/POL/7GN6325U.pdf | Rotary cam switch 7GN series, 1-phase motor reversing switch with spring return 63A, for front mounting with black handle, front plate 65X65mm | http://datasheet.lovatoelectric.com/Rotary_cam_switches/RON/7GN6325U.pdf
7GN6325U65 |  |  | Rotary cam switch 7GN series, 1-phase motor reversing switch with spring return 63A, for front mounting with red/yellow handle padlockable in 0 and protection covers, front plate 65X65mm | http://datasheet.lovatoelectric.com/Rotary_cam_switches/ENG/7GN6325U65.pdf | Commutatore a camme serie 7GN, invertitore di marcia monofase con ritorno a molla da 63A in esecuzione per montaggio frontale con maniglia giallo/rossa lucchettabile in 0 e copriterminali, mostrina 65X65mm | http://datasheet.lovatoelectric.com/Rotary_cam_switches/ITA/7GN6325U65.pdf | Łącznik krzywkowy serii 7GN, przełącznik zmiany kierunku obrotów silnika 1 fazowego, z powrotem do pozycji 0, 63A, do montażu tablicowego, z żółto/czerwonym pokrętłem blokowanym w pozycji 0, osłonami zacisków i tabliczką 65x65mm | http://datasheet.lovatoelectric.com/Rotary_cam_switches/POL/7GN6325U65.pdf | Rotary cam switch 7GN series, 1-phase motor reversing switch with spring return 63A, for front mounting with red/yellow handle padlockable in 0 and protection covers, front plate 65X65mm | http://datasheet.lovatoelectric.com/Rotary_cam_switches/RON/7GN6325U65.pdf
7GN6326O |  |  | Rotary cam switch 7GN series, 3-phase motor reversing switch with spring return 63A, for rear mounting with black handle, front plate 65X65mm | http://datasheet.lovatoelectric.com/Rotary_cam_switches/ENG/7GN6326O.pdf | Commutatore a camme serie 7GN, invertitore di marcia trifase con ritorno di molla da 63A in esecuzione per montaggio a fondo quadro con maniglia nera, mostrina 65X65mm | http://datasheet.lovatoelectric.com/Rotary_cam_switches/ITA/7GN6326O.pdf | Łącznik krzywkowy serii 7GN, przełącznik zmiany kierunku obrotów silnika 3 fazowego, z powrotem do pozycji 0, 63A, do montażu wewnątrz szafy z czarnym pokrętłem i tabliczką 65x65mm | http://datasheet.lovatoelectric.com/Rotary_cam_switches/POL/7GN6326O.pdf | Rotary cam switch 7GN series, 3-phase motor reversing switch with spring return 63A, for rear mounting with black handle, front plate 65X65mm | http://datasheet.lovatoelectric.com/Rotary_cam_switches/RON/7GN6326O.pdf
7GN6326P |  |  | Enclosed rotary cam switch 7GN series, 3-phase motor reversing switch with spring return 63A in plastic enclosure 125X175mm with black handle | http://datasheet.lovatoelectric.com/Rotary_cam_switches/ENG/7GN6326P.pdf | Commutatore a camme serie 7GN, invertitore di marcia trifase con ritorno a molla da 63A in cassetta plastica 125X175mm con maniglia nera | http://datasheet.lovatoelectric.com/Rotary_cam_switches/ITA/7GN6326P.pdf | Łącznik krzywkowy serii 7GN, przełącznik zmiany kierunku obrotów silnika 3 fazowego, z powrotem do pozycji 0, 63A, w obudowie 125x175mm i czarnym pokrętłem | http://datasheet.lovatoelectric.com/Rotary_cam_switches/POL/7GN6326P.pdf | Enclosed rotary cam switch 7GN series, 3-phase motor reversing switch with spring return 63A in plastic enclosure 125X175mm with black handle | http://datasheet.lovatoelectric.com/Rotary_cam_switches/RON/7GN6326P.pdf
7GN6326P25 |  |  | Enclosed rotary cam switch 7GN series, 3-phase motor reversing switch with spring return 63A in plastic enclosure 125X175mm with red/yellow handle | http://datasheet.lovatoelectric.com/Rotary_cam_switches/ENG/7GN6326P25.pdf | Commutatore a camme serie 7GN, invertitore di marcia trifase con ritorno a molla da 63A in cassetta plastica 125X175mm con maniglia giallo/rossa | http://datasheet.lovatoelectric.com/Rotary_cam_switches/ITA/7GN6326P25.pdf | Łącznik krzywkowy serii 7GN, przełącznik zmiany kierunku obrotów silnika 3 fazowego, z powrotem do pozycji 0, 63A, w obudowie 125x175mm i żółto/czerwonym pokrętłem | http://datasheet.lovatoelectric.com/Rotary_cam_switches/POL/7GN6326P25.pdf | Enclosed rotary cam switch 7GN series, 3-phase motor reversing switch with spring return 63A in plastic enclosure 125X175mm with red/yellow handle | http://datasheet.lovatoelectric.com/Rotary_cam_switches/RON/7GN6326P25.pdf
7GN6326U |  |  | Rotary cam switch 7GN series, 3-phase motor reversing switch with spring return 63A, for front mounting with black handle, front plate 65X65mm | http://datasheet.lovatoelectric.com/Rotary_cam_switches/ENG/7GN6326U.pdf | Commutatore a camme serie 7GN, invertitore di marcia trifase con ritorno a molla da 63A in esecuzione per montaggio frontale con maniglia nera, mostrina 65X65mm | http://datasheet.lovatoelectric.com/Rotary_cam_switches/ITA/7GN6326U.pdf | Łącznik krzywkowy serii 7GN, przełącznik zmiany kierunku obrotów silnika 3 fazowego, z powrotem do pozycji 0, 63A, do montażu tablicowego, z czarnym pokrętłem i tabliczką 65x65mm | http://datasheet.lovatoelectric.com/Rotary_cam_switches/POL/7GN6326U.pdf | Rotary cam switch 7GN series, 3-phase motor reversing switch with spring return 63A, for front mounting with black handle, front plate 65X65mm | http://datasheet.lovatoelectric.com/Rotary_cam_switches/RON/7GN6326U.pdf
7GN6326U65 |  |  | Rotary cam switch 7GN series, 1-phase motor reversing switch with spring return 63A, for front mounting with red/yellow handle padlockable in 0 and protection covers, front plate 65X65mm | http://datasheet.lovatoelectric.com/Rotary_cam_switches/ENG/7GN6326U65.pdf | Commutatore a camme serie 7GN, invertitore di marcia monofase con ritorno a molla da 63A in esecuzione per montaggio frontale con maniglia giallo/rossa lucchettabile in 0 e copriterminali, mostrina 65X65mm | http://datasheet.lovatoelectric.com/Rotary_cam_switches/ITA/7GN6326U65.pdf | Łącznik krzywkowy serii 7GN, przełącznik zmiany kierunku obrotów silnika 1 fazowego, z powrotem do pozycji 0, 63A, do montażu tablicowego, z żółto/czerwonym pokrętłem blokowanym w pozycji 0, osłonami zacisków i tabliczką 65x65mm | http://datasheet.lovatoelectric.com/Rotary_cam_switches/POL/7GN6326U65.pdf | Rotary cam switch 7GN series, 1-phase motor reversing switch with spring return 63A, for front mounting with red/yellow handle padlockable in 0 and protection covers, front plate 65X65mm | http://datasheet.lovatoelectric.com/Rotary_cam_switches/RON/7GN6326U65.pdf
7GN6352O |  |  | Rotary cam switch 7GN series, changeover switch 2 poles 63A, for rear mounting with black handle, front plate 65X65mm | http://datasheet.lovatoelectric.com/Rotary_cam_switches/ENG/7GN6352O.pdf | Commutatore a camme serie 7GN, commutatore 2 poli da 63A in esecuzione per montaggio a fondo quadro con maniglia nera, mostrina 65X65mm | http://datasheet.lovatoelectric.com/Rotary_cam_switches/ITA/7GN6352O.pdf | Łącznik krzywkowy serii 7GN, przełącznik sieci, 2 pola, 63A, do montażu wewnątrz szafy z czarnym pokrętłem i tabliczką 65x65mm | http://datasheet.lovatoelectric.com/Rotary_cam_switches/POL/7GN6352O.pdf | Rotary cam switch 7GN series, changeover switch 2 poles 63A, for rear mounting with black handle, front plate 65X65mm | http://datasheet.lovatoelectric.com/Rotary_cam_switches/RON/7GN6352O.pdf
7GN6352P |  |  | Enclosed rotary cam switch 7GN series, changeover switch 2 poles 63A in plastic enclosure 125X175mm with black handle | http://datasheet.lovatoelectric.com/Rotary_cam_switches/ENG/7GN6352P.pdf | Commutatore a camme serie 7GN, commutatore 2 poli da 63A in cassetta plastica 125X175mm con maniglia nera | http://datasheet.lovatoelectric.com/Rotary_cam_switches/ITA/7GN6352P.pdf | Łącznik krzywkowy serii 7GN, przełącznik sieci, 2 pola, 63A, w obudowie 125x175mm i czarnym pokrętłem | http://datasheet.lovatoelectric.com/Rotary_cam_switches/POL/7GN6352P.pdf | Enclosed rotary cam switch 7GN series, changeover switch 2 poles 63A in plastic enclosure 125X175mm with black handle | http://datasheet.lovatoelectric.com/Rotary_cam_switches/RON/7GN6352P.pdf
7GN6352U |  |  | Rotary cam switch 7GN series, changeover switch 2 poles 63A, for front mounting with black handle, front plate 65X65mm | http://datasheet.lovatoelectric.com/Rotary_cam_switches/ENG/7GN6352U.pdf | Commutatore a camme serie 7GN, commutatore 2 poli da 63A in esecuzione per montaggio frontale con maniglia nera, mostrina 65X65mm | http://datasheet.lovatoelectric.com/Rotary_cam_switches/ITA/7GN6352U.pdf | Łącznik krzywkowy serii 7GN, przełącznik sieci, 2 pola, 63A, do montażu tablicowego, z czarnym pokrętłem i tabliczką 65x65mm | http://datasheet.lovatoelectric.com/Rotary_cam_switches/POL/7GN6352U.pdf | Rotary cam switch 7GN series, changeover switch 2 poles 63A, for front mounting with black handle, front plate 65X65mm | http://datasheet.lovatoelectric.com/Rotary_cam_switches/RON/7GN6352U.pdf
7GN6353O |  |  | Rotary cam switch 7GN series, changeover switch 3 poles 63A, for rear mounting with black handle, front plate 65X65mm | http://datasheet.lovatoelectric.com/Rotary_cam_switches/ENG/7GN6353O.pdf | Commutatore a camme serie 7GN, commutatore 3 poli da 63A in esecuzione per montaggio a fondo quadro con maniglia nera, mostrina 65X65mm | http://datasheet.lovatoelectric.com/Rotary_cam_switches/ITA/7GN6353O.pdf | Łącznik krzywkowy serii 7GN, przełącznik sieci, 3 pola, 63A, do montażu wewnątrz szafy z czarnym pokrętłem i tabliczką 65x65mm | http://datasheet.lovatoelectric.com/Rotary_cam_switches/POL/7GN6353O.pdf | Rotary cam switch 7GN series, changeover switch 3 poles 63A, for rear mounting with black handle, front plate 65X65mm | http://datasheet.lovatoelectric.com/Rotary_cam_switches/RON/7GN6353O.pdf
7GN6353P |  |  | Enclosed rotary cam switch 7GN series, changeover switch 3 poles 63A in plastic enclosure 125X175mm with black handle | http://datasheet.lovatoelectric.com/Rotary_cam_switches/ENG/7GN6353P.pdf | Commutatore a camme serie 7GN, commutatore 3 poli da 63A in cassetta plastica 125X175mm con maniglia nera | http://datasheet.lovatoelectric.com/Rotary_cam_switches/ITA/7GN6353P.pdf | Łącznik krzywkowy serii 7GN, przełącznik sieci, 3 pola, 63A, w obudowie 125x175mm i czarnym pokrętłem | http://datasheet.lovatoelectric.com/Rotary_cam_switches/POL/7GN6353P.pdf | Enclosed rotary cam switch 7GN series, changeover switch 3 poles 63A in plastic enclosure 125X175mm with black handle | http://datasheet.lovatoelectric.com/Rotary_cam_switches/RON/7GN6353P.pdf
7GN6353P25 |  |  |  | http://datasheet.lovatoelectric.com/Rotary_cam_switches/ENG/7GN6353P25.pdf |  | http://datasheet.lovatoelectric.com/Rotary_cam_switches/ITA/7GN6353P25.pdf |  | http://datasheet.lovatoelectric.com/Rotary_cam_switches/POL/7GN6353P25.pdf |  | http://datasheet.lovatoelectric.com/Rotary_cam_switches/RON/7GN6353P25.pdf
7GN6353U | 7GN6353U.jpg | http://datasheet.lovatoelectric.com/Rotary_cam_switches/products_images/7GN6353U.jpg | Rotary cam switch 7GN series, changeover switch 3 poles 63A, for front mounting with black handle, front plate 65X65mm | http://datasheet.lovatoelectric.com/Rotary_cam_switches/ENG/7GN6353U.pdf | Commutatore a camme serie 7GN, commutatore 3 poli da 63A in esecuzione per montaggio frontale con maniglia nera, mostrina 65X65mm | http://datasheet.lovatoelectric.com/Rotary_cam_switches/ITA/7GN6353U.pdf | Łącznik krzywkowy serii 7GN, przełącznik sieci, 3 pola, 63A, do montażu tablicowego, z czarnym pokrętłem i tabliczką 65x65mm | http://datasheet.lovatoelectric.com/Rotary_cam_switches/POL/7GN6353U.pdf | Rotary cam switch 7GN series, changeover switch 3 poles 63A, for front mounting with black handle, front plate 65X65mm | http://datasheet.lovatoelectric.com/Rotary_cam_switches/RON/7GN6353U.pdf
7GN6353U65 |  |  |  | http://datasheet.lovatoelectric.com/Rotary_cam_switches/ENG/7GN6353U65.pdf |  | http://datasheet.lovatoelectric.com/Rotary_cam_switches/ITA/7GN6353U65.pdf |  | http://datasheet.lovatoelectric.com/Rotary_cam_switches/POL/7GN6353U65.pdf |  | http://datasheet.lovatoelectric.com/Rotary_cam_switches/RON/7GN6353U65.pdf
7GN6355O |  |  | Rotary cam switch 7GN series, changeover switch without 0, 2 poles 63A, for rear mounting with black handle, front plate 65X65mm | http://datasheet.lovatoelectric.com/Rotary_cam_switches/ENG/7GN6355O.pdf | Commutatore a camme serie 7GN, deviatore 2 poli da 63A in esecuzione per montaggio a fondo quadro con maniglia nera, mostrina 65X65mm | http://datasheet.lovatoelectric.com/Rotary_cam_switches/ITA/7GN6355O.pdf | Łącznik krzywkowy serii 7GN, przełącznik sieci bez 0, 2 pola, 63A, do montażu wewnątrz szafy z czarnym pokrętłem i tabliczką 65x65mm | http://datasheet.lovatoelectric.com/Rotary_cam_switches/POL/7GN6355O.pdf | Rotary cam switch 7GN series, changeover switch without 0, 2 poles 63A, for rear mounting with black handle, front plate 65X65mm | http://datasheet.lovatoelectric.com/Rotary_cam_switches/RON/7GN6355O.pdf
7GN6355P |  |  | Enclosed rotary cam switch 7GN series, changeover switch without 0, 2 poles 63A in plastic enclosure 125X175mm with black handle | http://datasheet.lovatoelectric.com/Rotary_cam_switches/ENG/7GN6355P.pdf | Commutatore a camme serie 7GN, deviatore 2 poli da 63A in cassetta plastica 125X175mm con maniglia nera | http://datasheet.lovatoelectric.com/Rotary_cam_switches/ITA/7GN6355P.pdf | Łącznik krzywkowy serii 7GN, przełącznik sieci bez 0, 2 pola, 63A, w obudowie 125x175mm i czarnym pokrętłem | http://datasheet.lovatoelectric.com/Rotary_cam_switches/POL/7GN6355P.pdf | Enclosed rotary cam switch 7GN series, changeover switch without 0, 2 poles 63A in plastic enclosure 125X175mm with black handle | http://datasheet.lovatoelectric.com/Rotary_cam_switches/RON/7GN6355P.pdf
7GN6355U |  |  | Rotary cam switch 7GN series, changeover switch without 0, 2 poles 63A, for front mounting with black handle, front plate 65X65mm | http://datasheet.lovatoelectric.com/Rotary_cam_switches/ENG/7GN6355U.pdf | Commutatore a camme serie 7GN, deviatore 2 poli da 63A in esecuzione per montaggio frontale con maniglia nera, mostrina 65X65mm | http://datasheet.lovatoelectric.com/Rotary_cam_switches/ITA/7GN6355U.pdf | Łącznik krzywkowy serii 7GN, przełącznik sieci bez 0, 2 pola, 63A, do montażu tablicowego, z czarnym pokrętłem i tabliczką 65x65mm | http://datasheet.lovatoelectric.com/Rotary_cam_switches/POL/7GN6355U.pdf | Rotary cam switch 7GN series, changeover switch without 0, 2 poles 63A, for front mounting with black handle, front plate 65X65mm | http://datasheet.lovatoelectric.com/Rotary_cam_switches/RON/7GN6355U.pdf
7GN6356O |  |  | Rotary cam switch 7GN series, changeover switch without 0, 3 poles 63A, for rear mounting with black handle, front plate 65X65mm | http://datasheet.lovatoelectric.com/Rotary_cam_switches/ENG/7GN6356O.pdf | Commutatore a camme serie 7GN, deviatore 3 poli da 63A in esecuzione per montaggio a fondo quadro con maniglia nera, mostrina 65X65mm | http://datasheet.lovatoelectric.com/Rotary_cam_switches/ITA/7GN6356O.pdf | Łącznik krzywkowy serii 7GN, przełącznik sieci bez 0, 3 pola, 63A, do montażu wewnątrz szafy z czarnym pokrętłem i tabliczką 65x65mm | http://datasheet.lovatoelectric.com/Rotary_cam_switches/POL/7GN6356O.pdf | Rotary cam switch 7GN series, changeover switch without 0, 3 poles 63A, for rear mounting with black handle, front plate 65X65mm | http://datasheet.lovatoelectric.com/Rotary_cam_switches/RON/7GN6356O.pdf
7GN6356P |  |  | Enclosed rotary cam switch 7GN series, changeover switch without 0, 3 poles 63A in plastic enclosure 125X175mm with black handle | http://datasheet.lovatoelectric.com/Rotary_cam_switches/ENG/7GN6356P.pdf | Commutatore a camme serie 7GN, deviatore 3 poli da 63A in cassetta plastica 125X175mm con maniglia nera | http://datasheet.lovatoelectric.com/Rotary_cam_switches/ITA/7GN6356P.pdf | Łącznik krzywkowy serii 7GN, przełącznik sieci bez 0, 3 pola, 63A, w obudowie 125x175mm i czarnym pokrętłem | http://datasheet.lovatoelectric.com/Rotary_cam_switches/POL/7GN6356P.pdf | Enclosed rotary cam switch 7GN series, changeover switch without 0, 3 poles 63A in plastic enclosure 125X175mm with black handle | http://datasheet.lovatoelectric.com/Rotary_cam_switches/RON/7GN6356P.pdf
7GN6356U |  |  | Rotary cam switch 7GN series, changeover switch without 0, 3 poles 63A, for front mounting with black handle, front plate 65X65mm | http://datasheet.lovatoelectric.com/Rotary_cam_switches/ENG/7GN6356U.pdf | Commutatore a camme serie 7GN, deviatore 3 poli da 63A in esecuzione per montaggio frontale con maniglia nera, mostrina 65X65mm | http://datasheet.lovatoelectric.com/Rotary_cam_switches/ITA/7GN6356U.pdf | Łącznik krzywkowy serii 7GN, przełącznik sieci bez 0, 3 pola, 63A, do montażu tablicowego, z czarnym pokrętłem i tabliczką 65x65mm | http://datasheet.lovatoelectric.com/Rotary_cam_switches/POL/7GN6356U.pdf | Rotary cam switch 7GN series, changeover switch without 0, 3 poles 63A, for front mounting with black handle, front plate 65X65mm | http://datasheet.lovatoelectric.com/Rotary_cam_switches/RON/7GN6356U.pdf
7GN6369O |  |  | Rotary cam switch 7GN series, changeover switch without 0, 4 poles 63A, for rear mounting with black handle, front plate 65X65mm | http://datasheet.lovatoelectric.com/Rotary_cam_switches/ENG/7GN6369O.pdf | Commutatore a camme serie 7GN, deviatore 4 poli da 63A in esecuzione per montaggio a fondo quadro con maniglia nera, mostrina 65X65mm | http://datasheet.lovatoelectric.com/Rotary_cam_switches/ITA/7GN6369O.pdf | Łącznik krzywkowy serii 7GN, przełącznik sieci bez 0, 4 pola, 63A, do montażu wewnątrz szafy z czarnym pokrętłem i tabliczką 65x65mm | http://datasheet.lovatoelectric.com/Rotary_cam_switches/POL/7GN6369O.pdf | Rotary cam switch 7GN series, changeover switch without 0, 4 poles 63A, for rear mounting with black handle, front plate 65X65mm | http://datasheet.lovatoelectric.com/Rotary_cam_switches/RON/7GN6369O.pdf
7GN6369P |  |  | Enclosed rotary cam switch 7GN series, changeover switch without 0, 4 poles 63A in plastic enclosure 125X175mm with black handle | http://datasheet.lovatoelectric.com/Rotary_cam_switches/ENG/7GN6369P.pdf | Commutatore a camme serie 7GN, deviatore 4 poli da 63A in cassetta plastica 125X175mm con maniglia nera | http://datasheet.lovatoelectric.com/Rotary_cam_switches/ITA/7GN6369P.pdf | Łącznik krzywkowy serii 7GN, przełącznik sieci bez 0, 4 pola, 63A, w obudowie 125x175mm i czarnym pokrętłem | http://datasheet.lovatoelectric.com/Rotary_cam_switches/POL/7GN6369P.pdf | Enclosed rotary cam switch 7GN series, changeover switch without 0, 4 poles 63A in plastic enclosure 125X175mm with black handle | http://datasheet.lovatoelectric.com/Rotary_cam_switches/RON/7GN6369P.pdf
7GN6369U |  |  | Rotary cam switch 7GN series, changeover switch without 0, 4 poles 63A, for front mounting with black handle, front plate 65X65mm | http://datasheet.lovatoelectric.com/Rotary_cam_switches/ENG/7GN6369U.pdf | Commutatore a camme serie 7GN, deviatore 4 poli da 63A in esecuzione per montaggio frontale con maniglia nera, mostrina 65X65mm | http://datasheet.lovatoelectric.com/Rotary_cam_switches/ITA/7GN6369U.pdf | Łącznik krzywkowy serii 7GN, przełącznik sieci bez 0, 4 pola, 63A, do montażu tablicowego, z czarnym pokrętłem i tabliczką 65x65mm | http://datasheet.lovatoelectric.com/Rotary_cam_switches/POL/7GN6369U.pdf | Rotary cam switch 7GN series, changeover switch without 0, 4 poles 63A, for front mounting with black handle, front plate 65X65mm | http://datasheet.lovatoelectric.com/Rotary_cam_switches/RON/7GN6369U.pdf
7GN6375O |  |  | Rotary cam switch 7GN series, changeover switch 4 poles 63A, for rear mounting with black handle, front plate 65X65mm | http://datasheet.lovatoelectric.com/Rotary_cam_switches/ENG/7GN6375O.pdf | Commutatore a camme serie 7GN, commutatore 4 poli da 63A in esecuzione per montaggio a fondo quadro con maniglia nera, mostrina 65X65mm | http://datasheet.lovatoelectric.com/Rotary_cam_switches/ITA/7GN6375O.pdf | Łącznik krzywkowy serii 7GN, przełącznik sieci, 4 pola, 63A, do montażu wewnątrz szafy z czarnym pokrętłem i tabliczką 65x65mm | http://datasheet.lovatoelectric.com/Rotary_cam_switches/POL/7GN6375O.pdf | Rotary cam switch 7GN series, changeover switch 4 poles 63A, for rear mounting with black handle, front plate 65X65mm | http://datasheet.lovatoelectric.com/Rotary_cam_switches/RON/7GN6375O.pdf
7GN6375P | 7GN6375P.JPG | http://datasheet.lovatoelectric.com/Rotary_cam_switches/products_images/7GN6375P.JPG | Enclosed rotary cam switch 7GN series, changeover switch 4 poles 63A in plastic enclosure 125X175mm with black handle | http://datasheet.lovatoelectric.com/Rotary_cam_switches/ENG/7GN6375P.pdf | Commutatore a camme serie 7GN, commutatore 4 poli da 63A in cassetta plastica 125X175mm con maniglia nera | http://datasheet.lovatoelectric.com/Rotary_cam_switches/ITA/7GN6375P.pdf | Łącznik krzywkowy serii 7GN, przełącznik sieci, 4 pola, 63A, w obudowie 125x175mm i czarnym pokrętłem | http://datasheet.lovatoelectric.com/Rotary_cam_switches/POL/7GN6375P.pdf | Enclosed rotary cam switch 7GN series, changeover switch 4 poles 63A in plastic enclosure 125X175mm with black handle | http://datasheet.lovatoelectric.com/Rotary_cam_switches/RON/7GN6375P.pdf
7GN6375U | 7GN6375U.jpg | http://datasheet.lovatoelectric.com/Rotary_cam_switches/products_images/7GN6375U.jpg | Rotary cam switch 7GN series, changeover switch 4 poles 63A, for front mounting with black handle, front plate 65X65mm | http://datasheet.lovatoelectric.com/Rotary_cam_switches/ENG/7GN6375U.pdf | Commutatore a camme serie 7GN, commutatore 4 poli da 63A in esecuzione per montaggio frontale con maniglia nera, mostrina 65X65mm | http://datasheet.lovatoelectric.com/Rotary_cam_switches/ITA/7GN6375U.pdf | Łącznik krzywkowy serii 7GN, przełącznik sieci, 4 pola, 63A, do montażu tablicowego, z czarnym pokrętłem i tabliczką 65x65mm | http://datasheet.lovatoelectric.com/Rotary_cam_switches/POL/7GN6375U.pdf | Rotary cam switch 7GN series, changeover switch 4 poles 63A, for front mounting with black handle, front plate 65X65mm | http://datasheet.lovatoelectric.com/Rotary_cam_switches/RON/7GN6375U.pdf
7GN6382O |  |  | Rotary cam switch 7GN series, multi-step 1-2-3, 1 pole 32A, for rear mounting with black handle, front plate 65X65mm | http://datasheet.lovatoelectric.com/Rotary_cam_switches/ENG/7GN6382O.pdf | Commutatore a camme serie 7GN, multivia 1-2-3 1 polo da 32A in esecuzione per montaggio a fondo quadro con maniglia nera, mostrina 65X65mm | http://datasheet.lovatoelectric.com/Rotary_cam_switches/ITA/7GN6382O.pdf | Łącznik krzywkowy serii 7GN, wielopozycyjny 1-2-3, 1 pole, 32A, do montażu wewnątrz szafy z czarnym pokrętłem i tabliczką 65x65mm | http://datasheet.lovatoelectric.com/Rotary_cam_switches/POL/7GN6382O.pdf | Rotary cam switch 7GN series, multi-step 1-2-3, 1 pole 32A, for rear mounting with black handle, front plate 65X65mm | http://datasheet.lovatoelectric.com/Rotary_cam_switches/RON/7GN6382O.pdf
7GN6382P |  |  | Enclosed rotary cam switch 7GN series, multi-step 1-2-3, 1 pole 32A in plastic enclosure 90X90mm with black handle | http://datasheet.lovatoelectric.com/Rotary_cam_switches/ENG/7GN6382P.pdf | Commutatore a camme serie 7GN, multivia 1-2-3 1 polo da 32A in cassetta plastica 90X90mm con maniglia nera | http://datasheet.lovatoelectric.com/Rotary_cam_switches/ITA/7GN6382P.pdf | Łącznik krzywkowy serii 7GN, wielopozycyjny 1-2-3, 1 pole, 32A, w obudowie 90x90mm i czarnym pokrętłem | http://datasheet.lovatoelectric.com/Rotary_cam_switches/POL/7GN6382P.pdf | Enclosed rotary cam switch 7GN series, multi-step 1-2-3, 1 pole 32A in plastic enclosure 90X90mm with black handle | http://datasheet.lovatoelectric.com/Rotary_cam_switches/RON/7GN6382P.pdf
7GN6382U |  |  | Rotary cam switch 7GN series, multi-step 1-2-3, 1 pole 63A, for front mounting with black handle, front plate 65X65mm | http://datasheet.lovatoelectric.com/Rotary_cam_switches/ENG/7GN6382U.pdf | Commutatore a camme serie 7GN, multivia 1-2-3 1 polo da 63A in esecuzione per montaggio frontale con maniglia nera, mostrina 65X65mm | http://datasheet.lovatoelectric.com/Rotary_cam_switches/ITA/7GN6382U.pdf | Łącznik krzywkowy serii 7GN, wielopozycyjny 1-2-3, 1 pole, 63A, do montażu tablicowego, z czarnym pokrętłem i tabliczką 65x65mm | http://datasheet.lovatoelectric.com/Rotary_cam_switches/POL/7GN6382U.pdf | Rotary cam switch 7GN series, multi-step 1-2-3, 1 pole 63A, for front mounting with black handle, front plate 65X65mm | http://datasheet.lovatoelectric.com/Rotary_cam_switches/RON/7GN6382U.pdf
7GN6383O |  |  | Rotary cam switch 7GN series, multi-step 1-2-3-4, 1 pole 63A, for rear mounting with black handle, front plate 65X65mm | http://datasheet.lovatoelectric.com/Rotary_cam_switches/ENG/7GN6383O.pdf | Commutatore a camme serie 7GN, multivia 1-2-3-4 1 polo da 63A in esecuzione per montaggio a fondo quadro con maniglia nera, mostrina 65X65mm | http://datasheet.lovatoelectric.com/Rotary_cam_switches/ITA/7GN6383O.pdf | Łącznik krzywkowy serii 7GN, wielopozycyjny 1-2-3-4, 1 pole, 63A, do montażu wewnątrz szafy z czarnym pokrętłem i tabliczką 65x65mm | http://datasheet.lovatoelectric.com/Rotary_cam_switches/POL/7GN6383O.pdf | Rotary cam switch 7GN series, multi-step 1-2-3-4, 1 pole 63A, for rear mounting with black handle, front plate 65X65mm | http://datasheet.lovatoelectric.com/Rotary_cam_switches/RON/7GN6383O.pdf
7GN6383P |  |  | Enclosed rotary cam switch 7GN series, multi-step 1-2-3-4, 1 pole 63A in plastic enclosure 125X175mm with black handle | http://datasheet.lovatoelectric.com/Rotary_cam_switches/ENG/7GN6383P.pdf | Commutatore a camme serie 7GN, multivia 1-2-3-4 1 polo da 63A in cassetta plastica 125X175mm con maniglia nera | http://datasheet.lovatoelectric.com/Rotary_cam_switches/ITA/7GN6383P.pdf | Łącznik krzywkowy serii 7GN, wielopozycyjny 1-2-3-4, 1 pole, 63A, w obudowie 125x175mm i czarnym pokrętłem | http://datasheet.lovatoelectric.com/Rotary_cam_switches/POL/7GN6383P.pdf | Enclosed rotary cam switch 7GN series, multi-step 1-2-3-4, 1 pole 63A in plastic enclosure 125X175mm with black handle | http://datasheet.lovatoelectric.com/Rotary_cam_switches/RON/7GN6383P.pdf
7GN6383U |  |  | Rotary cam switch 7GN series, multi-step 1-2-3-4, 1 pole 63A, for front mounting with black handle, front plate 65X65mm | http://datasheet.lovatoelectric.com/Rotary_cam_switches/ENG/7GN6383U.pdf | Commutatore a camme serie 7GN, multivia 1-2-3-4 1 polo da 63A in esecuzione per montaggio frontale con maniglia nera, mostrina 65X65mm | http://datasheet.lovatoelectric.com/Rotary_cam_switches/ITA/7GN6383U.pdf | Łącznik krzywkowy serii 7GN, wielopozycyjny 1-2-3-4, 1 pole, 63A, do montażu tablicowego, z czarnym pokrętłem i tabliczką 65x65mm | http://datasheet.lovatoelectric.com/Rotary_cam_switches/POL/7GN6383U.pdf | Rotary cam switch 7GN series, multi-step 1-2-3-4, 1 pole 63A, for front mounting with black handle, front plate 65X65mm | http://datasheet.lovatoelectric.com/Rotary_cam_switches/RON/7GN6383U.pdf
7GN6384O |  |  | Rotary cam switch 7GN series, multi-step 1-2-3-4-5, 1 pole 32A, for rear mounting with black handle, front plate 65X65mm | http://datasheet.lovatoelectric.com/Rotary_cam_switches/ENG/7GN6384O.pdf | Commutatore a camme serie 7GN, multivia 1-2-3-4-5 1 polo da 32A in esecuzione per montaggio a fondo quadro con maniglia nera, mostrina 65X65mm | http://datasheet.lovatoelectric.com/Rotary_cam_switches/ITA/7GN6384O.pdf | Łącznik krzywkowy serii 7GN, wielopozycyjny 1-2-3-4-5, 1 pole, 32A, do montażu wewnątrz szafy z czarnym pokrętłem i tabliczką 65x65mm | http://datasheet.lovatoelectric.com/Rotary_cam_switches/POL/7GN6384O.pdf | Rotary cam switch 7GN series, multi-step 1-2-3-4-5, 1 pole 32A, for rear mounting with black handle, front plate 65X65mm | http://datasheet.lovatoelectric.com/Rotary_cam_switches/RON/7GN6384O.pdf
7GN6384P |  |  | Enclosed rotary cam switch 7GN series, multi-step 1-2-3-4-5, 1 pole 63A in plastic enclosure 125X175mm with black handle | http://datasheet.lovatoelectric.com/Rotary_cam_switches/ENG/7GN6384P.pdf | Commutatore a camme serie 7GN, multivia 1-2-3-4-5 1 polo da 63A in cassetta plastica 125X175mm con maniglia nera | http://datasheet.lovatoelectric.com/Rotary_cam_switches/ITA/7GN6384P.pdf | Łącznik krzywkowy serii 7GN, wielopozycyjny 1-2-3-4-5, 1 pole, 63A, w obudowie 125x175mm i czarnym pokrętłem | http://datasheet.lovatoelectric.com/Rotary_cam_switches/POL/7GN6384P.pdf | Enclosed rotary cam switch 7GN series, multi-step 1-2-3-4-5, 1 pole 63A in plastic enclosure 125X175mm with black handle | http://datasheet.lovatoelectric.com/Rotary_cam_switches/RON/7GN6384P.pdf
7GN6384U |  |  | Rotary cam switch 7GN series, multi-step 1-2-3-4-5, 1 pole 63A, for front mounting with black handle, front plate 65X65mm | http://datasheet.lovatoelectric.com/Rotary_cam_switches/ENG/7GN6384U.pdf | Commutatore a camme serie 7GN, multivia 1-2-3-4-5 1 polo da 63A in esecuzione per montaggio frontale con maniglia nera, mostrina 65X65mm | http://datasheet.lovatoelectric.com/Rotary_cam_switches/ITA/7GN6384U.pdf | Łącznik krzywkowy serii 7GN, wielopozycyjny 1-2-3-4-5, 1 pole, 63A, do montażu tablicowego, z czarnym pokrętłem i tabliczką 65x65mm | http://datasheet.lovatoelectric.com/Rotary_cam_switches/POL/7GN6384U.pdf | Rotary cam switch 7GN series, multi-step 1-2-3-4-5, 1 pole 63A, for front mounting with black handle, front plate 65X65mm | http://datasheet.lovatoelectric.com/Rotary_cam_switches/RON/7GN6384U.pdf
7GN6385O |  |  | Rotary cam switch 7GN series, multi-step 1-2-3-4-5-6, 1 pole 32A, for rear mounting with black handle, front plate 65X65mm | http://datasheet.lovatoelectric.com/Rotary_cam_switches/ENG/7GN6385O.pdf | Commutatore a camme serie 7GN, multivia 1-2-3-4-5-6 1 polo da 32A in esecuzione per montaggio a fondo quadro con maniglia nera, mostrina 65X65mm | http://datasheet.lovatoelectric.com/Rotary_cam_switches/ITA/7GN6385O.pdf | Łącznik krzywkowy serii 7GN, wielopozycyjny 1-2-3-4-5-6, 1 pole, 32A, do montażu wewnątrz szafy z czarnym pokrętłem i tabliczką 65x65mm | http://datasheet.lovatoelectric.com/Rotary_cam_switches/POL/7GN6385O.pdf | Rotary cam switch 7GN series, multi-step 1-2-3-4-5-6, 1 pole 32A, for rear mounting with black handle, front plate 65X65mm | http://datasheet.lovatoelectric.com/Rotary_cam_switches/RON/7GN6385O.pdf
7GN6385P |  |  | Enclosed rotary cam switch 7GN series, multi-step 1-2-3-4-5-6, 1 pole 63A in plastic enclosure 125X175mm with black handle | http://datasheet.lovatoelectric.com/Rotary_cam_switches/ENG/7GN6385P.pdf | Commutatore a camme serie 7GN, multivia 1-2-3-4-5-6 1 polo da 63A in cassetta plastica 125X175mm con maniglia nera | http://datasheet.lovatoelectric.com/Rotary_cam_switches/ITA/7GN6385P.pdf | Łącznik krzywkowy serii 7GN, wielopozycyjny 1-2-3-4-5-6, 1 pole, 63A, w obudowie 125x175mm i czarnym pokrętłem | http://datasheet.lovatoelectric.com/Rotary_cam_switches/POL/7GN6385P.pdf | Enclosed rotary cam switch 7GN series, multi-step 1-2-3-4-5-6, 1 pole 63A in plastic enclosure 125X175mm with black handle | http://datasheet.lovatoelectric.com/Rotary_cam_switches/RON/7GN6385P.pdf
7GN6385U |  |  | Rotary cam switch 7GN series, multi-step 1-2-3-4-5-6, 1 pole 63A, for front mounting with black handle, front plate 65X65mm | http://datasheet.lovatoelectric.com/Rotary_cam_switches/ENG/7GN6385U.pdf | Commutatore a camme serie 7GN, multivia 1-2-3-4-5-6 1 polo da 63A in esecuzione per montaggio frontale con maniglia nera, mostrina 65X65mm | http://datasheet.lovatoelectric.com/Rotary_cam_switches/ITA/7GN6385U.pdf | Łącznik krzywkowy serii 7GN, wielopozycyjny 1-2-3-4-5-6, 1 pole, 63A, do montażu tablicowego, z czarnym pokrętłem i tabliczką 65x65mm | http://datasheet.lovatoelectric.com/Rotary_cam_switches/POL/7GN6385U.pdf | Rotary cam switch 7GN series, multi-step 1-2-3-4-5-6, 1 pole 63A, for front mounting with black handle, front plate 65X65mm | http://datasheet.lovatoelectric.com/Rotary_cam_switches/RON/7GN6385U.pdf
7GN6386O |  |  | Rotary cam switch 7GN series, multi-step 1-2-3, 2 poles 63A, for rear mounting with black handle, front plate 65X65mm | http://datasheet.lovatoelectric.com/Rotary_cam_switches/ENG/7GN6386O.pdf | Commutatore a camme serie 7GN, multivia 1-2-3 2 poli da 63A in esecuzione per montaggio a fondo quadro con maniglia nera, mostrina 65X65mm | http://datasheet.lovatoelectric.com/Rotary_cam_switches/ITA/7GN6386O.pdf | Łącznik krzywkowy serii 7GN, wielopozycyjny 1-2-3, 2 pola, 63A, do montażu wewnątrz szafy z czarnym pokrętłem i tabliczką 65x65mm | http://datasheet.lovatoelectric.com/Rotary_cam_switches/POL/7GN6386O.pdf | Rotary cam switch 7GN series, multi-step 1-2-3, 2 poles 63A, for rear mounting with black handle, front plate 65X65mm | http://datasheet.lovatoelectric.com/Rotary_cam_switches/RON/7GN6386O.pdf
7GN6386P |  |  | Enclosed rotary cam switch 7GN series, multi-step 1-2-3, 2 poles 63A in plastic enclosure 125X175mm with black handle | http://datasheet.lovatoelectric.com/Rotary_cam_switches/ENG/7GN6386P.pdf | Commutatore a camme serie 7GN, multivia 1-2-3 2 poli da 63A in cassetta plastica 125X175mm con maniglia nera | http://datasheet.lovatoelectric.com/Rotary_cam_switches/ITA/7GN6386P.pdf | Łącznik krzywkowy serii 7GN, wielopozycyjny 1-2-3, 2 pola, 63A, w obudowie 125x175mm i czarnym pokrętłem | http://datasheet.lovatoelectric.com/Rotary_cam_switches/POL/7GN6386P.pdf | Enclosed rotary cam switch 7GN series, multi-step 1-2-3, 2 poles 63A in plastic enclosure 125X175mm with black handle | http://datasheet.lovatoelectric.com/Rotary_cam_switches/RON/7GN6386P.pdf
7GN6386U |  |  | Rotary cam switch 7GN series, multi-step 1-2-3, 2 poles 63A, for front mounting with black handle, front plate 65X65mm | http://datasheet.lovatoelectric.com/Rotary_cam_switches/ENG/7GN6386U.pdf | Commutatore a camme serie 7GN, multivia 1-2-3 2 poli da 63A in esecuzione per montaggio frontale con maniglia nera, mostrina 65X65mm | http://datasheet.lovatoelectric.com/Rotary_cam_switches/ITA/7GN6386U.pdf | Łącznik krzywkowy serii 7GN, wielopozycyjny 1-2-3, 2 pola, 63A, do montażu tablicowego, z czarnym pokrętłem i tabliczką 65x65mm | http://datasheet.lovatoelectric.com/Rotary_cam_switches/POL/7GN6386U.pdf | Rotary cam switch 7GN series, multi-step 1-2-3, 2 poles 63A, for front mounting with black handle, front plate 65X65mm | http://datasheet.lovatoelectric.com/Rotary_cam_switches/RON/7GN6386U.pdf
7GN6387O |  |  | Rotary cam switch 7GN series, multi-step 1-2-3-4, 2 poles 63A, for rear mounting with black handle, front plate 65X65mm | http://datasheet.lovatoelectric.com/Rotary_cam_switches/ENG/7GN6387O.pdf | Commutatore a camme serie 7GN, multivia 1-2-3-4 2 poli da 63A in esecuzione per montaggio a fondo quadro con maniglia nera, mostrina 65X65mm | http://datasheet.lovatoelectric.com/Rotary_cam_switches/ITA/7GN6387O.pdf | Łącznik krzywkowy serii 7GN, wielopozycyjny 1-2-3-4, 2 pola, 63A, do montażu wewnątrz szafy z czarnym pokrętłem i tabliczką 65x65mm | http://datasheet.lovatoelectric.com/Rotary_cam_switches/POL/7GN6387O.pdf | Rotary cam switch 7GN series, multi-step 1-2-3-4, 2 poles 63A, for rear mounting with black handle, front plate 65X65mm | http://datasheet.lovatoelectric.com/Rotary_cam_switches/RON/7GN6387O.pdf
7GN6387P |  |  | Enclosed rotary cam switch 7GN series, multi-step 1-2-3-4, 2 poles 63A in plastic enclosure 125X175mm with black handle | http://datasheet.lovatoelectric.com/Rotary_cam_switches/ENG/7GN6387P.pdf | Commutatore a camme serie 7GN, multivia 1-2-3-4 2 poli da 63A in cassetta plastica 125X175mm con maniglia nera | http://datasheet.lovatoelectric.com/Rotary_cam_switches/ITA/7GN6387P.pdf | Łącznik krzywkowy serii 7GN, wielopozycyjny 1-2-3-4, 2 pola, 63A, w obudowie 125x175mm i czarnym pokrętłem | http://datasheet.lovatoelectric.com/Rotary_cam_switches/POL/7GN6387P.pdf | Enclosed rotary cam switch 7GN series, multi-step 1-2-3-4, 2 poles 63A in plastic enclosure 125X175mm with black handle | http://datasheet.lovatoelectric.com/Rotary_cam_switches/RON/7GN6387P.pdf
7GN6387U |  |  | Rotary cam switch 7GN series, multi-step 1-2-3-4, 2 poles 63A, for front mounting with black handle, front plate 65X65mm | http://datasheet.lovatoelectric.com/Rotary_cam_switches/ENG/7GN6387U.pdf | Commutatore a camme serie 7GN, multivia 1-2-3-4 2 poli da 63A in esecuzione per montaggio frontale con maniglia nera, mostrina 65X65mm | http://datasheet.lovatoelectric.com/Rotary_cam_switches/ITA/7GN6387U.pdf | Łącznik krzywkowy serii 7GN, wielopozycyjny 1-2-3-4, 2 pola, 63A, do montażu tablicowego, z czarnym pokrętłem i tabliczką 65x65mm | http://datasheet.lovatoelectric.com/Rotary_cam_switches/POL/7GN6387U.pdf | Rotary cam switch 7GN series, multi-step 1-2-3-4, 2 poles 63A, for front mounting with black handle, front plate 65X65mm | http://datasheet.lovatoelectric.com/Rotary_cam_switches/RON/7GN6387U.pdf
7GN6392O |  |  | Rotary cam switch 7GN series, ON-OFF switch 4 poles 63A, for rear mounting with black handle, front plate 65X65mm | http://datasheet.lovatoelectric.com/Rotary_cam_switches/ENG/7GN6392O.pdf | Commutatore a camme serie 7GN, interruttore 4 poli da 63A in esecuzione per montaggio a fondo quadro con maniglia nera, mostrina 65X65mm | http://datasheet.lovatoelectric.com/Rotary_cam_switches/ITA/7GN6392O.pdf | Łącznik krzywkowy serii 7GN, rozłącznik, 4 pola, 63A, do montażu wewnątrz szafy z czarnym pokrętłem i tabliczką 65x65mm | http://datasheet.lovatoelectric.com/Rotary_cam_switches/POL/7GN6392O.pdf | Rotary cam switch 7GN series, ON-OFF switch 4 poles 63A, for rear mounting with black handle, front plate 65X65mm | http://datasheet.lovatoelectric.com/Rotary_cam_switches/RON/7GN6392O.pdf
7GN6392O98 | 7GN6392O98.jpg | http://datasheet.lovatoelectric.com/Rotary_cam_switches/products_images/7GN6392O98.jpg | Rotary cam switch 7GN series, ON-OFF switch 4 poles 63A, for rear mounting with red/yellow handle padlockable in 0, door coupling and protection covers, front plate 65X65mm | http://datasheet.lovatoelectric.com/Rotary_cam_switches/ENG/7GN6392O98.pdf | Commutatore a camme serie 7GN, interruttore 4 poli da 63A in esecuzione per montaggio a fondo quadro con maniglia giallo/rossa lucchettabile in 0 con funzione blocco porta e copriterminali, mostrina 65X65mm | http://datasheet.lovatoelectric.com/Rotary_cam_switches/ITA/7GN6392O98.pdf | Łącznik krzywkowy serii 7GN, rozłącznik, 4 pola, 63A, do montażu wewnątrz szafy, z żółto/czerwonym pokrętłem blokowanym w pozycji 0, trzpieniem, osłonami zacisków i tabliczką 65x65mm | http://datasheet.lovatoelectric.com/Rotary_cam_switches/POL/7GN6392O98.pdf | Rotary cam switch 7GN series, ON-OFF switch 4 poles 63A, for rear mounting with red/yellow handle padlockable in 0, door coupling and protection covers, front plate 65X65mm | http://datasheet.lovatoelectric.com/Rotary_cam_switches/RON/7GN6392O98.pdf
7GN6392P | 7GN6310P.jpg | http://datasheet.lovatoelectric.com/Rotary_cam_switches/products_images/7GN6310P.jpg | Enclosed rotary cam switch 7GN series, ON-OFF switch 4 poles 63A in plastic enclosure 125X175mm with black handle | http://datasheet.lovatoelectric.com/Rotary_cam_switches/ENG/7GN6392P.pdf | Commutatore a camme serie 7GN, interruttore 4 poli da 63A in cassetta plastica 125X175mm con maniglia nera | http://datasheet.lovatoelectric.com/Rotary_cam_switches/ITA/7GN6392P.pdf | Łącznik krzywkowy serii 7GN, rozłącznik, 4 pola, 63A, w obudowie 125x175mm i czarnym pokrętłem | http://datasheet.lovatoelectric.com/Rotary_cam_switches/POL/7GN6392P.pdf | Enclosed rotary cam switch 7GN series, ON-OFF switch 4 poles 63A in plastic enclosure 125X175mm with black handle | http://datasheet.lovatoelectric.com/Rotary_cam_switches/RON/7GN6392P.pdf
7GN6392P25 | 7GN6310P25.jpg | http://datasheet.lovatoelectric.com/Rotary_cam_switches/products_images/7GN6310P25.jpg | Enclosed rotary cam switch 7GN series, ON-OFF switch 4 poles 63A in plastic enclosure 125X175mm with red/yellow handle | http://datasheet.lovatoelectric.com/Rotary_cam_switches/ENG/7GN6392P25.pdf | Commutatore a camme serie 7GN, interruttore 4 poli da 63A in cassetta plastica 125X175mm con maniglia giallo/rossa | http://datasheet.lovatoelectric.com/Rotary_cam_switches/ITA/7GN6392P25.pdf | Łącznik krzywkowy serii 7GN, rozłącznik, 4 pola, 63A, w obudowie 125x175mm i żółto/czerwonym pokrętłem | http://datasheet.lovatoelectric.com/Rotary_cam_switches/POL/7GN6392P25.pdf | Enclosed rotary cam switch 7GN series, ON-OFF switch 4 poles 63A in plastic enclosure 125X175mm with red/yellow handle | http://datasheet.lovatoelectric.com/Rotary_cam_switches/RON/7GN6392P25.pdf
7GN6392U | 7GN6310U.jpg | http://datasheet.lovatoelectric.com/Rotary_cam_switches/products_images/7GN6310U.jpg | Rotary cam switch 7GN series, ON-OFF switch 4 poles 63A, for front mounting with black handle, front plate 65X65mm | http://datasheet.lovatoelectric.com/Rotary_cam_switches/ENG/7GN6392U.pdf | Commutatore a camme serie 7GN, interruttore 4 poli da 63A in esecuzione per montaggio frontale con maniglia nera, mostrina 65X65mm | http://datasheet.lovatoelectric.com/Rotary_cam_switches/ITA/7GN6392U.pdf | Łącznik krzywkowy serii 7GN, rozłącznik, 4 pola, 63A, do montażu tablicowego, z czarnym pokrętłem i tabliczką 65x65mm | http://datasheet.lovatoelectric.com/Rotary_cam_switches/POL/7GN6392U.pdf | Rotary cam switch 7GN series, ON-OFF switch 4 poles 63A, for front mounting with black handle, front plate 65X65mm | http://datasheet.lovatoelectric.com/Rotary_cam_switches/RON/7GN6392U.pdf
7GN6392U65 | 7GN6310U65.jpg | http://datasheet.lovatoelectric.com/Rotary_cam_switches/products_images/7GN6310U65.jpg | Rotary cam switch 7GN series, ON-OFF switch 4 poles 63A, for front mounting with red/yellow handle padlockable in 0 and protection covers, front plate 65X65mm | http://datasheet.lovatoelectric.com/Rotary_cam_switches/ENG/7GN6392U65.pdf | Commutatore a camme serie 7GN, interruttore 4 poli da 63A in esecuzione per montaggio frontale con maniglia giallo/rossa lucchettabile in 0 e copriterminali, mostrina 65X65mm | http://datasheet.lovatoelectric.com/Rotary_cam_switches/ITA/7GN6392U65.pdf | Łącznik krzywkowy serii 7GN, rozłącznik, 4 pola, 63A, do montażu tablicowego, z żółto/czerwonym pokrętłem blokowanym w pozycji 0, osłonami zacisków i tabliczką 65x65mm | http://datasheet.lovatoelectric.com/Rotary_cam_switches/POL/7GN6392U65.pdf | Rotary cam switch 7GN series, ON-OFF switch 4 poles 63A, for front mounting with red/yellow handle padlockable in 0 and protection covers, front plate 65X65mm | http://datasheet.lovatoelectric.com/Rotary_cam_switches/RON/7GN6392U65.pdf
7GN6393O |  |  | Rotary cam switch 7GN series, multi-step 1-2-3, 3 poles 63A, for rear mounting with black handle, front plate 65X65mm | http://datasheet.lovatoelectric.com/Rotary_cam_switches/ENG/7GN6393O.pdf | Commutatore a camme serie 7GN, multivia 1-2-3 3 poli da 63A in esecuzione per montaggio a fondo quadro con maniglia nera, mostrina 65X65mm | http://datasheet.lovatoelectric.com/Rotary_cam_switches/ITA/7GN6393O.pdf | Łącznik krzywkowy serii 7GN, wielopozycyjny 1-2-3, 3 pola, 63A, do montażu wewnątrz szafy z czarnym pokrętłem i tabliczką 65x65mm | http://datasheet.lovatoelectric.com/Rotary_cam_switches/POL/7GN6393O.pdf | Rotary cam switch 7GN series, multi-step 1-2-3, 3 poles 63A, for rear mounting with black handle, front plate 65X65mm | http://datasheet.lovatoelectric.com/Rotary_cam_switches/RON/7GN6393O.pdf
7GN6393P |  |  | Enclosed rotary cam switch 7GN series, multi-step 1-2-3, 3 poles 63A in plastic enclosure 125X175mm with black handle | http://datasheet.lovatoelectric.com/Rotary_cam_switches/ENG/7GN6393P.pdf | Commutatore a camme serie 7GN, multivia 1-2-3 3 poli da 63A in cassetta plastica 125X175mm con maniglia nera | http://datasheet.lovatoelectric.com/Rotary_cam_switches/ITA/7GN6393P.pdf | Łącznik krzywkowy serii 7GN, wielopozycyjny 1-2-3, 3 pola, 63A, w obudowie 125x175mm i czarnym pokrętłem | http://datasheet.lovatoelectric.com/Rotary_cam_switches/POL/7GN6393P.pdf | Enclosed rotary cam switch 7GN series, multi-step 1-2-3, 3 poles 63A in plastic enclosure 125X175mm with black handle | http://datasheet.lovatoelectric.com/Rotary_cam_switches/RON/7GN6393P.pdf
7GN6393U |  |  | Rotary cam switch 7GN series, multi-step 1-2-3, 3 poles 63A, for front mounting with black handle, front plate 65X65mm | http://datasheet.lovatoelectric.com/Rotary_cam_switches/ENG/7GN6393U.pdf | Commutatore a camme serie 7GN, multivia 1-2-3 3 poli da 63A in esecuzione per montaggio frontale con maniglia nera, mostrina 65X65mm | http://datasheet.lovatoelectric.com/Rotary_cam_switches/ITA/7GN6393U.pdf | Łącznik krzywkowy serii 7GN, wielopozycyjny 1-2-3, 3 pola, 63A, do montażu tablicowego, z czarnym pokrętłem i tabliczką 65x65mm | http://datasheet.lovatoelectric.com/Rotary_cam_switches/POL/7GN6393U.pdf | Rotary cam switch 7GN series, multi-step 1-2-3, 3 poles 63A, for front mounting with black handle, front plate 65X65mm | http://datasheet.lovatoelectric.com/Rotary_cam_switches/RON/7GN6393U.pdf
7GN6394O |  |  | Rotary cam switch 7GN series, multi-step 1-2-3-4, 3 poles 63A, for rear mounting with black handle, front plate 65X65mm | http://datasheet.lovatoelectric.com/Rotary_cam_switches/ENG/7GN6394O.pdf | Commutatore a camme serie 7GN, multivia 1-2-3-4 3 poli da 63A in esecuzione per montaggio a fondo quadro con maniglia nera, mostrina 65X65mm | http://datasheet.lovatoelectric.com/Rotary_cam_switches/ITA/7GN6394O.pdf | Łącznik krzywkowy serii 7GN, wielopozycyjny 1-2-3-4, 3 pola, 63A, do montażu wewnątrz szafy z czarnym pokrętłem i tabliczką 65x65mm | http://datasheet.lovatoelectric.com/Rotary_cam_switches/POL/7GN6394O.pdf | Rotary cam switch 7GN series, multi-step 1-2-3-4, 3 poles 63A, for rear mounting with black handle, front plate 65X65mm | http://datasheet.lovatoelectric.com/Rotary_cam_switches/RON/7GN6394O.pdf
7GN6394P |  |  | Enclosed rotary cam switch 7GN series, multi-step 1-2-3-4, 3 poles 63A in plastic enclosure 125X175mm with black handle | http://datasheet.lovatoelectric.com/Rotary_cam_switches/ENG/7GN6394P.pdf | Commutatore a camme serie 7GN, multivia 1-2-3-4 3 poli da 63A in cassetta plastica 125X175mm con maniglia nera | http://datasheet.lovatoelectric.com/Rotary_cam_switches/ITA/7GN6394P.pdf | Łącznik krzywkowy serii 7GN, wielopozycyjny 1-2-3-4, 3 pola, 63A, w obudowie 125x175mm i czarnym pokrętłem | http://datasheet.lovatoelectric.com/Rotary_cam_switches/POL/7GN6394P.pdf | Enclosed rotary cam switch 7GN series, multi-step 1-2-3-4, 3 poles 63A in plastic enclosure 125X175mm with black handle | http://datasheet.lovatoelectric.com/Rotary_cam_switches/RON/7GN6394P.pdf
7GN6394U |  |  | Rotary cam switch 7GN series, multi-step 1-2-3-4, 3 poles 63A, for front mounting with black handle, front plate 65X65mm | http://datasheet.lovatoelectric.com/Rotary_cam_switches/ENG/7GN6394U.pdf | Commutatore a camme serie 7GN, multivia 1-2-3-4 3 poli da 63A in esecuzione per montaggio frontale con maniglia nera, mostrina 65X65mm | http://datasheet.lovatoelectric.com/Rotary_cam_switches/ITA/7GN6394U.pdf | Łącznik krzywkowy serii 7GN, wielopozycyjny 1-2-3-4, 3 pola, 63A, do montażu tablicowego, z czarnym pokrętłem i tabliczką 65x65mm | http://datasheet.lovatoelectric.com/Rotary_cam_switches/POL/7GN6394U.pdf | Rotary cam switch 7GN series, multi-step 1-2-3-4, 3 poles 63A, for front mounting with black handle, front plate 65X65mm | http://datasheet.lovatoelectric.com/Rotary_cam_switches/RON/7GN6394U.pdf
GF1003U | GF1010U.jpg | http://datasheet.lovatoelectric.com/Rotary_cam_switches/products_images/GF1010U.jpg | Rotary cam switch GF series, ON-OFF spring return switch 3 poles 10A, for front mounting with black handle, front plate 30X30mm | http://datasheet.lovatoelectric.com/Rotary_cam_switches/ENG/GF1003U.pdf | Commutatore a camme serie GF, interruttore con ritorno a molla 3 poli da 10A in esecuzione per montaggio frontale con maniglia nera, mostrina 30X30mm | http://datasheet.lovatoelectric.com/Rotary_cam_switches/ITA/GF1003U.pdf | Łącznik krzywkowy serii GF, rozłącznik z powrotem do pozycji 0, 3 pola, 10A, do montażu tablicowego, z czarnym pokrętłem i tabliczką 30x30mm | http://datasheet.lovatoelectric.com/Rotary_cam_switches/POL/GF1003U.pdf | Rotary cam switch GF series, ON-OFF spring return switch 3 poles 10A, for front mounting with black handle, front plate 30X30mm | http://datasheet.lovatoelectric.com/Rotary_cam_switches/RON/GF1003U.pdf
GF1003U47 | GF1010U47.jpg | http://datasheet.lovatoelectric.com/Rotary_cam_switches/products_images/GF1010U47.jpg | Rotary cam switch GF series, ON-OFF spring return switch 3 poles 10A, for snap on front mounting with black handle for hole Ø22mm fixing, front plate 30X30mm | http://datasheet.lovatoelectric.com/Rotary_cam_switches/ENG/GF1003U47.pdf | Commutatore a camme serie GF, interruttore con ritorno a molla 3 poli da 10A in esecuzione per montaggio frontale con maniglia nera e fissaggio a scatto per foro diametro 22mm, mostrina 30x30mm | http://datasheet.lovatoelectric.com/Rotary_cam_switches/ITA/GF1003U47.pdf | Łącznik krzywkowy serii GF, rozłącznik z powrotem do pozycji 0, 3 pola, 10A, do montażu tablicowego w otworze 22mm z czarnym pokrętłem, montowanym na zatrzask do korpusu i tabliczką 30x30mm | http://datasheet.lovatoelectric.com/Rotary_cam_switches/POL/GF1003U47.pdf | Rotary cam switch GF series, ON-OFF spring return switch 3 poles 10A, for snap on front mounting with black handle for hole Ø22mm fixing, front plate 30X30mm | http://datasheet.lovatoelectric.com/Rotary_cam_switches/RON/GF1003U47.pdf
GF1005U |  |  | Rotary cam switch GF series, ON-OFF switch 1 pole 10A, for front mounting with black handle, front plate 30X30mm | http://datasheet.lovatoelectric.com/Rotary_cam_switches/ENG/GF1005U.pdf | Commutatore a camme serie GF, interruttore 1 polo da 10A in esecuzione per montaggio frontale con maniglia nera, mostrina 30X30mm | http://datasheet.lovatoelectric.com/Rotary_cam_switches/ITA/GF1005U.pdf | Łącznik krzywkowy serii GF, rozłącznik, 1 pole, 10A, do montażu tablicowego, z czarnym pokrętłem i tabliczką 30x30mm | http://datasheet.lovatoelectric.com/Rotary_cam_switches/POL/GF1005U.pdf | Rotary cam switch GF series, ON-OFF switch 1 pole 10A, for front mounting with black handle, front plate 30X30mm | http://datasheet.lovatoelectric.com/Rotary_cam_switches/RON/GF1005U.pdf
GF1005U47 |  |  | Rotary cam switch GF series, ON-OFF switch 1 pole 10A, for snap on front mounting with black handle for hole Ø22mm fixing, front plate 30X30mm | http://datasheet.lovatoelectric.com/Rotary_cam_switches/ENG/GF1005U47.pdf | Commutatore a camme serie GF, interruttore 1 polo da 10A in esecuzione per montaggio frontale con maniglia nera e fissaggio a scatto per foro diametro 22mm, mostrina 30x30mm | http://datasheet.lovatoelectric.com/Rotary_cam_switches/ITA/GF1005U47.pdf | Łącznik krzywkowy serii GF, rozłącznik, 1 pole, 10A, do montażu tablicowego w otworze 22mm z czarnym pokrętłem, montowanym na zatrzask do korpusu i tabliczką 30x30mm | http://datasheet.lovatoelectric.com/Rotary_cam_switches/POL/GF1005U47.pdf | Rotary cam switch GF series, ON-OFF switch 1 pole 10A, for snap on front mounting with black handle for hole Ø22mm fixing, front plate 30X30mm | http://datasheet.lovatoelectric.com/Rotary_cam_switches/RON/GF1005U47.pdf
GF1006U |  |  | Rotary cam switch GF series, ON-OFF switch 2 poles 10A, for front mounting with black handle, front plate 30X30mm | http://datasheet.lovatoelectric.com/Rotary_cam_switches/ENG/GF1006U.pdf | Commutatore a camme serie GF, interruttore 2 poli da 10A in esecuzione per montaggio frontale con maniglia nera, mostrina 30X30mm | http://datasheet.lovatoelectric.com/Rotary_cam_switches/ITA/GF1006U.pdf | Łącznik krzywkowy serii GF, rozłącznik, 2 pola, 10A, do montażu tablicowego, z czarnym pokrętłem i tabliczką 30x30mm | http://datasheet.lovatoelectric.com/Rotary_cam_switches/POL/GF1006U.pdf | Rotary cam switch GF series, ON-OFF switch 2 poles 10A, for front mounting with black handle, front plate 30X30mm | http://datasheet.lovatoelectric.com/Rotary_cam_switches/RON/GF1006U.pdf
GF1006U47 |  |  | Rotary cam switch GF series, ON-OFF switch 2 poles 10A, for snap on front mounting with black handle for hole Ø22mm fixing, front plate 30X30mm | http://datasheet.lovatoelectric.com/Rotary_cam_switches/ENG/GF1006U47.pdf | Commutatore a camme serie GF, interruttore 2 poli da 10A in esecuzione per montaggio frontale con maniglia nera e fissaggio a scatto per foro diametro 22mm, mostrina 30x30mm | http://datasheet.lovatoelectric.com/Rotary_cam_switches/ITA/GF1006U47.pdf | Łącznik krzywkowy serii GF, rozłącznik, 2 pola, 10A, do montażu tablicowego w otworze 22mm z czarnym pokrętłem, montowanym na zatrzask do korpusu i tabliczką 30x30mm | http://datasheet.lovatoelectric.com/Rotary_cam_switches/POL/GF1006U47.pdf | Rotary cam switch GF series, ON-OFF switch 2 poles 10A, for snap on front mounting with black handle for hole Ø22mm fixing, front plate 30X30mm | http://datasheet.lovatoelectric.com/Rotary_cam_switches/RON/GF1006U47.pdf
GF1007U |  |  | Rotary cam switch GF series, ON-OFF switch 3 poles 10A, for front mounting with black handle, front plate 30X30mm | http://datasheet.lovatoelectric.com/Rotary_cam_switches/ENG/GF1007U.pdf | Commutatore a camme serie GF, interruttore 3 poli da 10A in esecuzione per montaggio frontale con maniglia nera, mostrina 30X30mm | http://datasheet.lovatoelectric.com/Rotary_cam_switches/ITA/GF1007U.pdf | Łącznik krzywkowy serii GF, rozłącznik, 3 pola, 10A, do montażu tablicowego, z czarnym pokrętłem i tabliczką 30x30mm | http://datasheet.lovatoelectric.com/Rotary_cam_switches/POL/GF1007U.pdf | Rotary cam switch GF series, ON-OFF switch 3 poles 10A, for front mounting with black handle, front plate 30X30mm | http://datasheet.lovatoelectric.com/Rotary_cam_switches/RON/GF1007U.pdf
GF1007U47 |  |  | Rotary cam switch GF series, ON-OFF switch 3 poles 10A, for snap on front mounting with black handle for hole Ø22mm fixing, front plate 30X30mm | http://datasheet.lovatoelectric.com/Rotary_cam_switches/ENG/GF1007U47.pdf | Commutatore a camme serie GF, interruttore 3 poli da 10A in esecuzione per montaggio frontale con maniglia nera e fissaggio a scatto per foro diametro 22mm, mostrina 30x30mm | http://datasheet.lovatoelectric.com/Rotary_cam_switches/ITA/GF1007U47.pdf | Łącznik krzywkowy serii GF, rozłącznik, 3 pola, 10A, do montażu tablicowego w otworze 22mm z czarnym pokrętłem, montowanym na zatrzask do korpusu i tabliczką 30x30mm | http://datasheet.lovatoelectric.com/Rotary_cam_switches/POL/GF1007U47.pdf | Rotary cam switch GF series, ON-OFF switch 3 poles 10A, for snap on front mounting with black handle for hole Ø22mm fixing, front plate 30X30mm | http://datasheet.lovatoelectric.com/Rotary_cam_switches/RON/GF1007U47.pdf
GF1008U |  |  | Rotary cam switch GF series, ON-OFF switch 4 poles 10A, for front mounting with black handle, front plate 30X30mm | http://datasheet.lovatoelectric.com/Rotary_cam_switches/ENG/GF1008U.pdf | Commutatore a camme serie GF, interruttore 4 poli da 10A in esecuzione per montaggio frontale con maniglia nera, mostrina 30X30mm | http://datasheet.lovatoelectric.com/Rotary_cam_switches/ITA/GF1008U.pdf | Łącznik krzywkowy serii GF, rozłącznik, 4 pola, 10A, do montażu tablicowego, z czarnym pokrętłem i tabliczką 30x30mm | http://datasheet.lovatoelectric.com/Rotary_cam_switches/POL/GF1008U.pdf | Rotary cam switch GF series, ON-OFF switch 4 poles 10A, for front mounting with black handle, front plate 30X30mm | http://datasheet.lovatoelectric.com/Rotary_cam_switches/RON/GF1008U.pdf
GF1008U47 |  |  | Rotary cam switch GF series, ON-OFF switch 4 poles 10A, for snap on front mounting with black handle for hole Ø22mm fixing, front plate 30X30mm | http://datasheet.lovatoelectric.com/Rotary_cam_switches/ENG/GF1008U47.pdf | Commutatore a camme serie GF, interruttore 4 poli da 10A in esecuzione per montaggio frontale con maniglia nera e fissaggio a scatto per foro diametro 22mm, mostrina 30x30mm | http://datasheet.lovatoelectric.com/Rotary_cam_switches/ITA/GF1008U47.pdf | Łącznik krzywkowy serii GF, rozłącznik, 4 pola, 10A, do montażu tablicowego w otworze 22mm z czarnym pokrętłem, montowanym na zatrzask do korpusu i tabliczką 30x30mm | http://datasheet.lovatoelectric.com/Rotary_cam_switches/POL/GF1008U47.pdf | Rotary cam switch GF series, ON-OFF switch 4 poles 10A, for snap on front mounting with black handle for hole Ø22mm fixing, front plate 30X30mm | http://datasheet.lovatoelectric.com/Rotary_cam_switches/RON/GF1008U47.pdf
GF10107U |  |  | Rotary cam switch GF series, multi-step 0-1-2, 1 pole 10A, for front mounting with black handle, front plate 30X30mm | http://datasheet.lovatoelectric.com/Rotary_cam_switches/ENG/GF10107U.pdf | Commutatore a camme serie GF, multivia 0-1-2 1 polo da 10A in esecuzione per montaggio frontale con maniglia nera, mostrina 30X30 | http://datasheet.lovatoelectric.com/Rotary_cam_switches/ITA/GF10107U.pdf | Łącznik krzywkowy serii GF, wielopozycyjny 0-1-2, 1 pole, 10A, do montażu tablicowego, z czarnym pokrętłem i tabliczką 30x30mm | http://datasheet.lovatoelectric.com/Rotary_cam_switches/POL/GF10107U.pdf | Rotary cam switch GF series, multi-step 0-1-2, 1 pole 10A, for front mounting with black handle, front plate 30X30mm | http://datasheet.lovatoelectric.com/Rotary_cam_switches/RON/GF10107U.pdf
GF10107U47 |  |  | Rotary cam switch GF series, multi-step 0-1-2, 1 pole 10A, for snap on front mounting with black handle for hole Ø22mm fixing, front plate 30X30mm | http://datasheet.lovatoelectric.com/Rotary_cam_switches/ENG/GF10107U47.pdf | Commutatore a camme serie GF, multivia 0-1-2 1 polo da 10A in esecuzione per montaggio frontale con maniglia nera e fissaggio a scatto per foro diametro 22mm, mostrina 30X30mm | http://datasheet.lovatoelectric.com/Rotary_cam_switches/ITA/GF10107U47.pdf | Łącznik krzywkowy serii GF, wielopozycyjny 0-1-2, 1 pole, 10A, do montażu tablicowego w otworze 22mm z czarnym pokrętłem, montowanym na zatrzask do korpusu i tabliczką 30x30mm | http://datasheet.lovatoelectric.com/Rotary_cam_switches/POL/GF10107U47.pdf | Rotary cam switch GF series, multi-step 0-1-2, 1 pole 10A, for snap on front mounting with black handle for hole Ø22mm fixing, front plate 30X30mm | http://datasheet.lovatoelectric.com/Rotary_cam_switches/RON/GF10107U47.pdf
GF10108U |  |  | Rotary cam switch GF series, multi-step 0-1-2-3, 1 pole 10A, for front mounting with black handle, front plate 30X30mm | http://datasheet.lovatoelectric.com/Rotary_cam_switches/ENG/GF10108U.pdf | Commutatore a camme serie GF, multivia 0-1-2-3 1 polo da 10A in esecuzione per montaggio frontale con maniglia nera, mostrina 30X30mm | http://datasheet.lovatoelectric.com/Rotary_cam_switches/ITA/GF10108U.pdf | Łącznik krzywkowy serii GF, wielopozycyjny 0-1-2-3, 1 pole, 10A, do montażu tablicowego, z czarnym pokrętłem i tabliczką 30x30mm | http://datasheet.lovatoelectric.com/Rotary_cam_switches/POL/GF10108U.pdf | Rotary cam switch GF series, multi-step 0-1-2-3, 1 pole 10A, for front mounting with black handle, front plate 30X30mm | http://datasheet.lovatoelectric.com/Rotary_cam_switches/RON/GF10108U.pdf
GF10108U47 |  |  | Rotary cam switch GF series, multi-step 0-1-2-3, 1 pole 10A, for snap on front mounting with black handle for hole Ø22mm fixing, front plate 30X30mm | http://datasheet.lovatoelectric.com/Rotary_cam_switches/ENG/GF10108U47.pdf | Commutatore a camme serie GF, multivia 0-1-2-3 1 polo da 10A in esecuzione per montaggio frontale con maniglia nera e fissaggio a scatto per foro diametro 22mm, mostrina 30X30mm | http://datasheet.lovatoelectric.com/Rotary_cam_switches/ITA/GF10108U47.pdf | Łącznik krzywkowy serii GF, wielopozycyjny 0-1-2-3, 1 pole, 10A, do montażu tablicowego w otworze 22mm z czarnym pokrętłem, montowanym na zatrzask do korpusu i tabliczką 30x30mm | http://datasheet.lovatoelectric.com/Rotary_cam_switches/POL/GF10108U47.pdf | Rotary cam switch GF series, multi-step 0-1-2-3, 1 pole 10A, for snap on front mounting with black handle for hole Ø22mm fixing, front plate 30X30mm | http://datasheet.lovatoelectric.com/Rotary_cam_switches/RON/GF10108U47.pdf
GF10109U |  |  | Rotary cam switch GF series, multi-step 0-1-2-3-4, 1 pole 10A, for front mounting with black handle, front plate 30X30mm | http://datasheet.lovatoelectric.com/Rotary_cam_switches/ENG/GF10109U.pdf | Commutatore a camme serie GF, multivia 0-1-2-3-4 1 polo da 10A in esecuzione per montaggio frontale con maniglia nera, mostrina 30X30mm | http://datasheet.lovatoelectric.com/Rotary_cam_switches/ITA/GF10109U.pdf | Łącznik krzywkowy serii GF, wielopozycyjny 0-1-2-3-4, 1 pole, 10A, do montażu tablicowego, z czarnym pokrętłem i tabliczką 30x30mm | http://datasheet.lovatoelectric.com/Rotary_cam_switches/POL/GF10109U.pdf | Rotary cam switch GF series, multi-step 0-1-2-3-4, 1 pole 10A, for front mounting with black handle, front plate 30X30mm | http://datasheet.lovatoelectric.com/Rotary_cam_switches/RON/GF10109U.pdf
GF10109U47 |  |  | Rotary cam switch GF series, multi-step 0-1-2-3-4, 1 pole 10A, for snap on front mounting with black handle for hole Ø22mm fixing, front plate 30X30mm | http://datasheet.lovatoelectric.com/Rotary_cam_switches/ENG/GF10109U47.pdf | Commutatore a camme serie GF, multivia 0-1-2-3-4 1 polo da 10A in esecuzione per montaggio frontale con maniglia nera e fissaggio a scatto per foro diametro 22mm, mostrina 30X30mm | http://datasheet.lovatoelectric.com/Rotary_cam_switches/ITA/GF10109U47.pdf | Łącznik krzywkowy serii GF, wielopozycyjny 0-1-2-3-4, 1 pole, 10A, do montażu tablicowego w otworze 22mm z czarnym pokrętłem, montowanym na zatrzask do korpusu i tabliczką 30x30mm | http://datasheet.lovatoelectric.com/Rotary_cam_switches/POL/GF10109U47.pdf | Rotary cam switch GF series, multi-step 0-1-2-3-4, 1 pole 10A, for snap on front mounting with black handle for hole Ø22mm fixing, front plate 30X30mm | http://datasheet.lovatoelectric.com/Rotary_cam_switches/RON/GF10109U47.pdf
GF1010U | GF1010U.jpg | http://datasheet.lovatoelectric.com/Rotary_cam_switches/products_images/GF1010U.jpg | Rotary cam switch GF series, ON-OFF switch 3 poles 10A, for front mounting with black handle, front plate 30X30mm | http://datasheet.lovatoelectric.com/Rotary_cam_switches/ENG/GF1010U.pdf | Commutatore a camme serie GF, interruttore 3 poli da 10A in esecuzione per montaggio frontale con maniglia nera, mostrina 30X30mm | http://datasheet.lovatoelectric.com/Rotary_cam_switches/ITA/GF1010U.pdf | Łącznik krzywkowy serii GF, rozłącznik, 3 pola, 10A, do montażu tablicowego, z czarnym pokrętłem i tabliczką 30x30mm | http://datasheet.lovatoelectric.com/Rotary_cam_switches/POL/GF1010U.pdf | Rotary cam switch GF series, ON-OFF switch 3 poles 10A, for front mounting with black handle, front plate 30X30mm | http://datasheet.lovatoelectric.com/Rotary_cam_switches/RON/GF1010U.pdf
GF1010U47 | GF1010U47.jpg | http://datasheet.lovatoelectric.com/Rotary_cam_switches/products_images/GF1010U47.jpg | Rotary cam switch GF series, ON-OFF switch 3 poles 10A, for snap on front mounting with black handle for hole Ø22mm fixing, front plate 30X30mm | http://datasheet.lovatoelectric.com/Rotary_cam_switches/ENG/GF1010U47.pdf | Commutatore a camme serie GF, interruttore 3 poli da 10A in esecuzione per montaggio frontale con maniglia nera e fissaggio a scatto per foro diametro 22mm, mostrina 30x30mm | http://datasheet.lovatoelectric.com/Rotary_cam_switches/ITA/GF1010U47.pdf | Łącznik krzywkowy serii GF, rozłącznik, 3 pola, 10A, do montażu tablicowego w otworze 22mm z czarnym pokrętłem, montowanym na zatrzask do korpusu i tabliczką 30x30mm | http://datasheet.lovatoelectric.com/Rotary_cam_switches/POL/GF1010U47.pdf | Rotary cam switch GF series, ON-OFF switch 3 poles 10A, for snap on front mounting with black handle for hole Ø22mm fixing, front plate 30X30mm | http://datasheet.lovatoelectric.com/Rotary_cam_switches/RON/GF1010U47.pdf
GF10110U |  |  | Rotary cam switch GF series, multi-step 0-1-2-3-4-5, 1 pole 10A, for front mounting with black handle, front plate 30X30mm | http://datasheet.lovatoelectric.com/Rotary_cam_switches/ENG/GF10110U.pdf | Commutatore a camme serie GF, multivia 0-1-2-3-4-5 1 polo da 10A in esecuzione per montaggio frontale con maniglia nera, mostrina 30X30mm | http://datasheet.lovatoelectric.com/Rotary_cam_switches/ITA/GF10110U.pdf | Łącznik krzywkowy serii GF, wielopozycyjny 0-1-2-3-4-5, 1 pole, 10A, do montażu tablicowego, z czarnym pokrętłem i tabliczką 30x30mm | http://datasheet.lovatoelectric.com/Rotary_cam_switches/POL/GF10110U.pdf | Rotary cam switch GF series, multi-step 0-1-2-3-4-5, 1 pole 10A, for front mounting with black handle, front plate 30X30mm | http://datasheet.lovatoelectric.com/Rotary_cam_switches/RON/GF10110U.pdf
GF10110U47 |  |  | Rotary cam switch GF series, multi-step 0-1-2-3-4-5, 1 pole 10A, for snap on front mounting with black handle for hole Ø22mm fixing, front plate 30X30mm | http://datasheet.lovatoelectric.com/Rotary_cam_switches/ENG/GF10110U47.pdf | Commutatore a camme serie GF, multivia 0-1-2-3-4-5 1 polo da 10A in esecuzione per montaggio frontale con maniglia nera e fissaggio a scatto per foro diametro 22mm, mostrina 30X30mm | http://datasheet.lovatoelectric.com/Rotary_cam_switches/ITA/GF10110U47.pdf | Łącznik krzywkowy serii GF, wielopozycyjny 0-1-2-3-4-5, 1 pole, 10A, do montażu tablicowego w otworze 22mm z czarnym pokrętłem, montowanym na zatrzask do korpusu i tabliczką 30x30mm | http://datasheet.lovatoelectric.com/Rotary_cam_switches/POL/GF10110U47.pdf | Rotary cam switch GF series, multi-step 0-1-2-3-4-5, 1 pole 10A, for snap on front mounting with black handle for hole Ø22mm fixing, front plate 30X30mm | http://datasheet.lovatoelectric.com/Rotary_cam_switches/RON/GF10110U47.pdf
GF1011U |  |  | Rotary cam switch GF series, 3-phase motor reversing switch 10A, for front mounting with black handle, front plate 30X30mm | http://datasheet.lovatoelectric.com/Rotary_cam_switches/ENG/GF1011U.pdf | Commutatore a camme serie GF, invertitore di marcia trifase da 10A in esecuzione per montaggio frontale con maniglia nera, mostrina 30X30mm | http://datasheet.lovatoelectric.com/Rotary_cam_switches/ITA/GF1011U.pdf | Łącznik krzywkowy serii GF, przełącznik zmiany kierunku obrotów silnika 3 fazowego, 10A, do montażu tablicowego, z czarnym pokrętłem i tabliczką 30x30mm | http://datasheet.lovatoelectric.com/Rotary_cam_switches/POL/GF1011U.pdf | Rotary cam switch GF series, 3-phase motor reversing switch 10A, for front mounting with black handle, front plate 30X30mm | http://datasheet.lovatoelectric.com/Rotary_cam_switches/RON/GF1011U.pdf
GF1011U47 |  |  | Rotary cam switch GF series, 3-phase motor reversing switch 10A, modular service cover for 35mm DIN reail mounting with black handle, front plate 30X30mm | http://datasheet.lovatoelectric.com/Rotary_cam_switches/ENG/GF1011U47.pdf | Commutatore a camme serie GF, invertitore di marcia trifase da 10A in esecuzione modulare per montaggio su guida DIN con maniglia nera, mostrina 30X30mm | http://datasheet.lovatoelectric.com/Rotary_cam_switches/ITA/GF1011U47.pdf | Łącznik krzywkowy serii GF, przełącznik zmiany kierunku obrotów silnika 3 fazowego, 10A, wykonanie do montażu tablicowego, z czarnym pokrętłem, montowanym na zatrzask i tabliczką 30x30mm | http://datasheet.lovatoelectric.com/Rotary_cam_switches/POL/GF1011U47.pdf | Rotary cam switch GF series, 3-phase motor reversing switch 10A, modular service cover for 35mm DIN reail mounting with black handle, front plate 30X30mm | http://datasheet.lovatoelectric.com/Rotary_cam_switches/RON/GF1011U47.pdf
GF10123U |  |  | Rotary cam switch GF series, multi-step 0-1-2, 2 poles 10A, for front mounting with black handle, front plate 30X30mm | http://datasheet.lovatoelectric.com/Rotary_cam_switches/ENG/GF10123U.pdf | Commutatore a camme serie GF, multivia 0-1-2 2 poli da 10A in esecuzione per montaggio frontale con maniglia nera, mostrina 30X30mm | http://datasheet.lovatoelectric.com/Rotary_cam_switches/ITA/GF10123U.pdf | Łącznik krzywkowy serii GF, wielopozycyjny 0-1-2, 2 pola, 10A, do montażu tablicowego, z czarnym pokrętłem i tabliczką 30x30mm | http://datasheet.lovatoelectric.com/Rotary_cam_switches/POL/GF10123U.pdf | Rotary cam switch GF series, multi-step 0-1-2, 2 poles 10A, for front mounting with black handle, front plate 30X30mm | http://datasheet.lovatoelectric.com/Rotary_cam_switches/RON/GF10123U.pdf
GF10123U47 |  |  | Rotary cam switch GF series, multi-step 0-1-2, 2 poles 10A, for snap on front mounting with black handle for hole Ø22mm fixing, front plate 30X30mm | http://datasheet.lovatoelectric.com/Rotary_cam_switches/ENG/GF10123U47.pdf | Commutatore a camme serie GF, multivia 0-1-2 2 poli da 10A in esecuzione per montaggio frontale con maniglia nera e fissaggio a scatto per foro diametro 22mm, mostrina 30X30mm | http://datasheet.lovatoelectric.com/Rotary_cam_switches/ITA/GF10123U47.pdf | Łącznik krzywkowy serii GF, wielopozycyjny 0-1-2, 2 pola, 10A, do montażu tablicowego w otworze 22mm z czarnym pokrętłem, montowanym na zatrzask do korpusu i tabliczką 30x30mm | http://datasheet.lovatoelectric.com/Rotary_cam_switches/POL/GF10123U47.pdf | Rotary cam switch GF series, multi-step 0-1-2, 2 poles 10A, for snap on front mounting with black handle for hole Ø22mm fixing, front plate 30X30mm | http://datasheet.lovatoelectric.com/Rotary_cam_switches/RON/GF10123U47.pdf
GF10124U |  |  | Rotary cam switch GF series, multi-step 0-1-2-3, 2 poles 10A, for front mounting with black handle, front plate 30X30mm | http://datasheet.lovatoelectric.com/Rotary_cam_switches/ENG/GF10124U.pdf | Commutatore a camme serie GF, multivia 0-1-2-3 2 poli da 10A in esecuzione per montaggio frontale con maniglia nera, mostrina 30X30mm | http://datasheet.lovatoelectric.com/Rotary_cam_switches/ITA/GF10124U.pdf | Łącznik krzywkowy serii GF, wielopozycyjny 0-1-2-3, 2 pola, 10A, do montażu tablicowego, z czarnym pokrętłem i tabliczką 30x30mm | http://datasheet.lovatoelectric.com/Rotary_cam_switches/POL/GF10124U.pdf | Rotary cam switch GF series, multi-step 0-1-2-3, 2 poles 10A, for front mounting with black handle, front plate 30X30mm | http://datasheet.lovatoelectric.com/Rotary_cam_switches/RON/GF10124U.pdf
GF10124U47 |  |  | Rotary cam switch GF series, multi-step 0-1-2-3, 2 poles 10A, for snap on front mounting with black handle for hole Ø22mm fixing, front plate 30X30mm | http://datasheet.lovatoelectric.com/Rotary_cam_switches/ENG/GF10124U47.pdf | Commutatore a camme serie GF, multivia 0-1-2-3 2 poli da 10A in esecuzione per montaggio frontale con maniglia nera e fissaggio a scatto per foro diametro 22mm, mostrina 30X30mm | http://datasheet.lovatoelectric.com/Rotary_cam_switches/ITA/GF10124U47.pdf | Łącznik krzywkowy serii GF, wielopozycyjny 0-1-2-3, 2 pola, 10A, do montażu tablicowego w otworze 22mm z czarnym pokrętłem, montowanym na zatrzask do korpusu i tabliczką 30x30mm | http://datasheet.lovatoelectric.com/Rotary_cam_switches/POL/GF10124U47.pdf | Rotary cam switch GF series, multi-step 0-1-2-3, 2 poles 10A, for snap on front mounting with black handle for hole Ø22mm fixing, front plate 30X30mm | http://datasheet.lovatoelectric.com/Rotary_cam_switches/RON/GF10124U47.pdf
GF1012U |  |  | Rotary cam switch GF series, star-delta motor starter switch 10A, for front mounting with black handle, front plate 30X30mm | http://datasheet.lovatoelectric.com/Rotary_cam_switches/ENG/GF1012U.pdf | Commutatore a camme serie GF, avviatore stella-triangolo da 10A in esecuzione per montaggio frontale con maniglia nera, mostrina 30X30mm | http://datasheet.lovatoelectric.com/Rotary_cam_switches/ITA/GF1012U.pdf | Łącznik krzywkowy serii GF, przełącznik gwiazda-trójkąt, 10A, do montażu tablicowego, z czarnym pokrętłem i tabliczką 30x30mm | http://datasheet.lovatoelectric.com/Rotary_cam_switches/POL/GF1012U.pdf | Rotary cam switch GF series, star-delta motor starter switch 10A, for front mounting with black handle, front plate 30X30mm | http://datasheet.lovatoelectric.com/Rotary_cam_switches/RON/GF1012U.pdf
GF1012U47 |  |  | Rotary cam switch GF series, star-delta motor starter switch 10A, modular service cover for 35mm DIN reail mounting with black handle, front plate 30X30mm | http://datasheet.lovatoelectric.com/Rotary_cam_switches/ENG/GF1012U47.pdf | Commutatore a camme serie GF, avviatore stella-triangolo da 10A in esecuzione modulare per montaggio su guida DIN con maniglia nera, mostrina 30X30mm | http://datasheet.lovatoelectric.com/Rotary_cam_switches/ITA/GF1012U47.pdf | Łącznik krzywkowy serii GF, przełącznik gwiazda-trójkąt, 10A, wykonanie do montażu tablicowego, z czarnym pokrętłem, montowanym na zatrzask i tabliczką 30x30mm | http://datasheet.lovatoelectric.com/Rotary_cam_switches/POL/GF1012U47.pdf | Rotary cam switch GF series, star-delta motor starter switch 10A, modular service cover for 35mm DIN reail mounting with black handle, front plate 30X30mm | http://datasheet.lovatoelectric.com/Rotary_cam_switches/RON/GF1012U47.pdf
GF10135U |  |  | Rotary cam switch GF series, multi-step 0-1-2, 3 poles 10A, for front mounting with black handle, front plate 30X30mm | http://datasheet.lovatoelectric.com/Rotary_cam_switches/ENG/GF10135U.pdf | Commutatore a camme serie GF, multivia 0-1-2 3 poli da 10A in esecuzione per montaggio frontale con maniglia nera, mostrina 30X30mm | http://datasheet.lovatoelectric.com/Rotary_cam_switches/ITA/GF10135U.pdf | Łącznik krzywkowy serii GF, wielopozycyjny 0-1-2, 3 pola, 10A, do montażu tablicowego, z czarnym pokrętłem i tabliczką 30x30mm | http://datasheet.lovatoelectric.com/Rotary_cam_switches/POL/GF10135U.pdf | Rotary cam switch GF series, multi-step 0-1-2, 3 poles 10A, for front mounting with black handle, front plate 30X30mm | http://datasheet.lovatoelectric.com/Rotary_cam_switches/RON/GF10135U.pdf
GF10135U47 |  |  | Rotary cam switch GF series, multi-step 0-1-2, 3 poles 10A, for snap on front mounting with black handle for hole Ø22mm fixing, front plate 30X30mm | http://datasheet.lovatoelectric.com/Rotary_cam_switches/ENG/GF10135U47.pdf | Commutatore a camme serie GF, multivia 0-1-2 3 poli da 10A in esecuzione per montaggio frontale con maniglia nera e fissaggio a scatto per foro diametro 22mm, mostrina 30X30mm | http://datasheet.lovatoelectric.com/Rotary_cam_switches/ITA/GF10135U47.pdf | Łącznik krzywkowy serii GF, wielopozycyjny 0-1-2, 3 pola, 10A, do montażu tablicowego w otworze 22mm z czarnym pokrętłem, montowanym na zatrzask do korpusu i tabliczką 30x30mm | http://datasheet.lovatoelectric.com/Rotary_cam_switches/POL/GF10135U47.pdf | Rotary cam switch GF series, multi-step 0-1-2, 3 poles 10A, for snap on front mounting with black handle for hole Ø22mm fixing, front plate 30X30mm | http://datasheet.lovatoelectric.com/Rotary_cam_switches/RON/GF10135U47.pdf
GF10136U |  |  | Rotary cam switch GF series, multi-step 0-1-2-3, 3 poles 10A, for front mounting with black handle, front plate 30X30mm | http://datasheet.lovatoelectric.com/Rotary_cam_switches/ENG/GF10136U.pdf | Commutatore a camme serie GF, multivia 0-1-2-3 3 poli da 10A in esecuzione per montaggio frontale con maniglia nera, mostrina 30X30mm | http://datasheet.lovatoelectric.com/Rotary_cam_switches/ITA/GF10136U.pdf | Łącznik krzywkowy serii GF, wielopozycyjny 0-1-2-3, 3 pola, 10A, do montażu tablicowego, z czarnym pokrętłem i tabliczką 30x30mm | http://datasheet.lovatoelectric.com/Rotary_cam_switches/POL/GF10136U.pdf | Rotary cam switch GF series, multi-step 0-1-2-3, 3 poles 10A, for front mounting with black handle, front plate 30X30mm | http://datasheet.lovatoelectric.com/Rotary_cam_switches/RON/GF10136U.pdf
GF10136U47 |  |  | Rotary cam switch GF series, multi-step 0-1-2-3, 3 poles 10A, for snap on front mounting with black handle for hole Ø22mm fixing, front plate 30X30mm | http://datasheet.lovatoelectric.com/Rotary_cam_switches/ENG/GF10136U47.pdf | Commutatore a camme serie GF, multivia 0-1-2-3 3 poli da 10A in esecuzione per montaggio frontale con maniglia nera e fissaggio a scatto per foro diametro 22mm, mostrina 30X30mm | http://datasheet.lovatoelectric.com/Rotary_cam_switches/ITA/GF10136U47.pdf | Łącznik krzywkowy serii GF, wielopozycyjny 0-1-2-3, 3 pola, 10A, do montażu tablicowego w otworze 22mm z czarnym pokrętłem, montowanym na zatrzask do korpusu i tabliczką 30x30mm | http://datasheet.lovatoelectric.com/Rotary_cam_switches/POL/GF10136U47.pdf | Rotary cam switch GF series, multi-step 0-1-2-3, 3 poles 10A, for snap on front mounting with black handle for hole Ø22mm fixing, front plate 30X30mm | http://datasheet.lovatoelectric.com/Rotary_cam_switches/RON/GF10136U47.pdf
GF1013U |  |  | Rotary cam switch GF series, Dahlander motor control switch 1-0-2, 10A, for front mounting with black handle, front plate 30X30mm | http://datasheet.lovatoelectric.com/Rotary_cam_switches/ENG/GF1013U.pdf | Commutatore a camme serie GF, avviatore per motori Dahlander 1-0-2 da 10A in esecuzione per montaggio frontale con maniglia nera, mostrina 30X30mm | http://datasheet.lovatoelectric.com/Rotary_cam_switches/ITA/GF1013U.pdf | Łącznik krzywkowy serii GF, przełącznik silnika dwubiegunowego 1-0-2, układ Dahlandera, 10A, do montażu tablicowego, z czarnym pokrętłem i tabliczką 30x30mm | http://datasheet.lovatoelectric.com/Rotary_cam_switches/POL/GF1013U.pdf | Rotary cam switch GF series, Dahlander motor control switch 1-0-2, 10A, for front mounting with black handle, front plate 30X30mm | http://datasheet.lovatoelectric.com/Rotary_cam_switches/RON/GF1013U.pdf
GF1013U47 |  |  | Rotary cam switch GF series, Dahlander motor control switch 1-0-2, 10A, modular service cover for 35mm DIN reail mounting with black handle, front plate 30X30mm | http://datasheet.lovatoelectric.com/Rotary_cam_switches/ENG/GF1013U47.pdf | Commutatore a camme serie GF, avviatore per motori Dahlander 1-0-2 da 10A in esecuzione modulare per montaggio su guida DIN con maniglia nera, mostrina 30X30mm | http://datasheet.lovatoelectric.com/Rotary_cam_switches/ITA/GF1013U47.pdf | Łącznik krzywkowy serii GF, przełącznik silnika dwubiegunowego 1-0-2, układ Dahlandera, 10A, wykonanie do montażu tablicowego, z czarnym pokrętłem, montowanym na zatrzask i tabliczką 30x30mm | http://datasheet.lovatoelectric.com/Rotary_cam_switches/POL/GF1013U47.pdf | Rotary cam switch GF series, Dahlander motor control switch 1-0-2, 10A, modular service cover for 35mm DIN reail mounting with black handle, front plate 30X30mm | http://datasheet.lovatoelectric.com/Rotary_cam_switches/RON/GF1013U47.pdf
GF1019U |  |  | Rotary cam switch GF series, Dahlander motor control switch 0-1-2, 10A, for front mounting with black handle, front plate 30X30mm | http://datasheet.lovatoelectric.com/Rotary_cam_switches/ENG/GF1019U.pdf | Commutatore a camme serie GF, avviatore per motori Dahlander 0-1-2 da 10A in esecuzione per montaggio frontale con maniglia nera, mostrina 30X30mm | http://datasheet.lovatoelectric.com/Rotary_cam_switches/ITA/GF1019U.pdf | Łącznik krzywkowy serii GF, przełącznik silnika dwubiegunowego 0-1-2, układ Dahlandera, 10A, do montażu tablicowego, z czarnym pokrętłem i tabliczką 30x30mm | http://datasheet.lovatoelectric.com/Rotary_cam_switches/POL/GF1019U.pdf | Rotary cam switch GF series, Dahlander motor control switch 0-1-2, 10A, for front mounting with black handle, front plate 30X30mm | http://datasheet.lovatoelectric.com/Rotary_cam_switches/RON/GF1019U.pdf
GF1019U47 |  |  | Rotary cam switch GF series, Dahlander motor control switch 0-1-2, 10A, modular service cover for 35mm DIN reail mounting with black handle, front plate 30X30mm | http://datasheet.lovatoelectric.com/Rotary_cam_switches/ENG/GF1019U47.pdf | Commutatore a camme serie GF, avviatore per motori Dahlander 0-1-2 da 10A in esecuzione modulare per montaggio su guida DIN con maniglia nera, mostrina 30X30mm | http://datasheet.lovatoelectric.com/Rotary_cam_switches/ITA/GF1019U47.pdf | Łącznik krzywkowy serii GF, przełącznik silnika dwubiegunowego 0-1-2, układ Dahlandera, 10A, wykonanie modułowe do montażu na szynie DIN 35mm, z czarnym pokrętłem i tabliczką 30x30mm | http://datasheet.lovatoelectric.com/Rotary_cam_switches/POL/GF1019U47.pdf | Rotary cam switch GF series, Dahlander motor control switch 0-1-2, 10A, modular service cover for 35mm DIN reail mounting with black handle, front plate 30X30mm | http://datasheet.lovatoelectric.com/Rotary_cam_switches/RON/GF1019U47.pdf
GF1020U |  |  | Rotary cam switch GF series, Dahlander motor 2-speed reversing switch, 10A, for front mounting with black handle, front plate 30X30mm | http://datasheet.lovatoelectric.com/Rotary_cam_switches/ENG/GF1020U.pdf | Commutatore a camme serie GF, invertitore di marcia a 2 velocita' per motori Dahlander da 10A in esecuzione per montaggio frontale con maniglia nera, mostrina 30X30mm | http://datasheet.lovatoelectric.com/Rotary_cam_switches/ITA/GF1020U.pdf | Łącznik krzywkowy serii GF, przełącznik zmiany kirunku obrotów silnika dwubiegunowego, układ Dahlandera, 10A, do montażu tablicowego, z czarnym pokrętłem i tabliczką 30x30mm | http://datasheet.lovatoelectric.com/Rotary_cam_switches/POL/GF1020U.pdf | Rotary cam switch GF series, Dahlander motor 2-speed reversing switch, 10A, for front mounting with black handle, front plate 30X30mm | http://datasheet.lovatoelectric.com/Rotary_cam_switches/RON/GF1020U.pdf
GF1020U47 |  |  | Rotary cam switch GF series, Dahlander motor 2-speed reversing switch, 10A, modular service cover for 35mm DIN reail mounting with black handle, front plate 30X30mm | http://datasheet.lovatoelectric.com/Rotary_cam_switches/ENG/GF1020U47.pdf | Commutatore a camme serie GF, invertitore di marcia a 2 velocita' per motori Dahlander da 10A in esecuzione modulare per montaggio su guida DIN con maniglia nera, mostrina 30X30mm | http://datasheet.lovatoelectric.com/Rotary_cam_switches/ITA/GF1020U47.pdf | Łącznik krzywkowy serii GF, przełącznik zmiany kirunku obrotów silnika dwubiegunowego, układ Dahlandera, 10A, wykonanie do montażu tablicowego, z czarnym pokrętłem, montowanym na zatrzask i tabliczką 30x30mm | http://datasheet.lovatoelectric.com/Rotary_cam_switches/POL/GF1020U47.pdf | Rotary cam switch GF series, Dahlander motor 2-speed reversing switch, 10A, modular service cover for 35mm DIN reail mounting with black handle, front plate 30X30mm | http://datasheet.lovatoelectric.com/Rotary_cam_switches/RON/GF1020U47.pdf
GF1025U |  |  | Rotary cam switch GF series, 1-phase motor reversing switch with spring return 10A, for front mounting with black handle, front plate 30X30mm | http://datasheet.lovatoelectric.com/Rotary_cam_switches/ENG/GF1025U.pdf | Commutatore a camme serie GF, invertitore di marcia monofase con ritorno a molla da 10A in esecuzione per montaggio frontale con maniglia nera, mostrina 30X30mm | http://datasheet.lovatoelectric.com/Rotary_cam_switches/ITA/GF1025U.pdf | Łącznik krzywkowy serii GF, przełącznik zmiany kierunku obrotów silnika 1 fazowego, z powrotem do pozycji 0, 10A, do montażu tablicowego, z czarnym pokrętłem i tabliczką 30x30mm | http://datasheet.lovatoelectric.com/Rotary_cam_switches/POL/GF1025U.pdf | Rotary cam switch GF series, 1-phase motor reversing switch with spring return 10A, for front mounting with black handle, front plate 30X30mm | http://datasheet.lovatoelectric.com/Rotary_cam_switches/RON/GF1025U.pdf
GF1025U47 |  |  | Rotary cam switch GF series, 1-phase motor reversing switch with spring return 10A, modular service cover for 35mm DIN reail mounting with black handle, front plate 30X30mm | http://datasheet.lovatoelectric.com/Rotary_cam_switches/ENG/GF1025U47.pdf | Commutatore a camme serie GF, invertitore di marcia monofase con ritorno a molla da 10A in esecuzione modulare per montaggio su guida DIN con maniglia nera, mostrina 30X30mm | http://datasheet.lovatoelectric.com/Rotary_cam_switches/ITA/GF1025U47.pdf | Łącznik krzywkowy serii GF, przełącznik zmiany kierunku obrotów silnika 1 fazowego, z powrotem do pozycji 0, 10A, wykonanie do montażu tablicowego, z czarnym pokrętłem, montowanym na zatrzask i tabliczką 30x30mm | http://datasheet.lovatoelectric.com/Rotary_cam_switches/POL/GF1025U47.pdf | Rotary cam switch GF series, 1-phase motor reversing switch with spring return 10A, modular service cover for 35mm DIN reail mounting with black handle, front plate 30X30mm | http://datasheet.lovatoelectric.com/Rotary_cam_switches/RON/GF1025U47.pdf
GF1026U |  |  | Rotary cam switch GF series, 3-phase motor reversing switch with spring return 10A, for front mounting with black handle, front plate 30X30mm | http://datasheet.lovatoelectric.com/Rotary_cam_switches/ENG/GF1026U.pdf | Commutatore a camme serie GF, invertitore di marcia trifase con ritorno a molla da 10A in esecuzione per montaggio frontale con maniglia nera, mostrina 30X30mm | http://datasheet.lovatoelectric.com/Rotary_cam_switches/ITA/GF1026U.pdf | Łącznik krzywkowy serii GF, przełącznik zmiany kierunku obrotów silnika 3 fazowego, z powrotem do pozycji 0, 10A, do montażu tablicowego, z czarnym pokrętłem i tabliczką 30x30mm | http://datasheet.lovatoelectric.com/Rotary_cam_switches/POL/GF1026U.pdf | Rotary cam switch GF series, 3-phase motor reversing switch with spring return 10A, for front mounting with black handle, front plate 30X30mm | http://datasheet.lovatoelectric.com/Rotary_cam_switches/RON/GF1026U.pdf
GF1026U47 |  |  | Rotary cam switch GF series, 3-phase motor reversing switch with spring return 10A, modular service cover for 35mm DIN reail mounting with black handle, front plate 30X30mm | http://datasheet.lovatoelectric.com/Rotary_cam_switches/ENG/GF1026U47.pdf | Commutatore a camme serie GF, invertitore di marcia trifase con ritorno di molla da 10A in esecuzione modulare per montaggio su guida DIN con maniglia nera, mostrina 3X30mm | http://datasheet.lovatoelectric.com/Rotary_cam_switches/ITA/GF1026U47.pdf | Łącznik krzywkowy serii GF, przełącznik zmiany kierunku obrotów silnika 3 fazowego, z powrotem do pozycji 0, 10A, wykonanie do montażu tablicowego, z czarnym pokrętłem, montowanym na zatrzask i tabliczką 30x30mm | http://datasheet.lovatoelectric.com/Rotary_cam_switches/POL/GF1026U47.pdf | Rotary cam switch GF series, 3-phase motor reversing switch with spring return 10A, modular service cover for 35mm DIN reail mounting with black handle, front plate 30X30mm | http://datasheet.lovatoelectric.com/Rotary_cam_switches/RON/GF1026U47.pdf
GF1051U |  |  | Rotary cam switch GF series, changeover switch 1 pole 10A, for front mounting with black handle, front plate 30X30mm | http://datasheet.lovatoelectric.com/Rotary_cam_switches/ENG/GF1051U.pdf | Commutatore a camme serie GF, commutatore 1 polo da 10A in esecuzione per montaggio frontale con maniglia nera, mostrina 30X30mm | http://datasheet.lovatoelectric.com/Rotary_cam_switches/ITA/GF1051U.pdf | Łącznik krzywkowy serii GF, przełącznik sieci, 1 pole, 10A, do montażu tablicowego, z czarnym pokrętłem i tabliczką 30x30mm | http://datasheet.lovatoelectric.com/Rotary_cam_switches/POL/GF1051U.pdf | Rotary cam switch GF series, changeover switch 1 pole 10A, for front mounting with black handle, front plate 30X30mm | http://datasheet.lovatoelectric.com/Rotary_cam_switches/RON/GF1051U.pdf
GF1051U47 |  |  | Rotary cam switch GF series, changeover switch 1 pole 10A, for snap on front mounting with black handle for hole Ø22mm fixing, front plate 30X30mm | http://datasheet.lovatoelectric.com/Rotary_cam_switches/ENG/GF1051U47.pdf | Commutatore a camme serie GF, commutatore 1 polo da 10A in esecuzione per montaggio frontale con maniglia nera e fissaggio a scatto per foro diametro 22mm, mostrina 30X30mm | http://datasheet.lovatoelectric.com/Rotary_cam_switches/ITA/GF1051U47.pdf | Łącznik krzywkowy serii GF, przełącznik sieci, 1 pole, 10A, do montażu tablicowego w otworze 22mm z czarnym pokrętłem, montowanym na zatrzask do korpusu i tabliczką 30x30mm | http://datasheet.lovatoelectric.com/Rotary_cam_switches/POL/GF1051U47.pdf | Rotary cam switch GF series, changeover switch 1 pole 10A, for snap on front mounting with black handle for hole Ø22mm fixing, front plate 30X30mm | http://datasheet.lovatoelectric.com/Rotary_cam_switches/RON/GF1051U47.pdf
GF1052U |  |  | Rotary cam switch GF series, changeover switch 2 poles 10A, for front mounting with black handle, front plate 30X30mm | http://datasheet.lovatoelectric.com/Rotary_cam_switches/ENG/GF1052U.pdf | Commutatore a camme serie GF, commutatore 2 poli da 10A in esecuzione per montaggio frontale con maniglia nera, mostrina 30X30mm | http://datasheet.lovatoelectric.com/Rotary_cam_switches/ITA/GF1052U.pdf | Łącznik krzywkowy serii GF, przełącznik sieci, 2 pola, 10A, do montażu tablicowego, z czarnym pokrętłem i tabliczką 30x30mm | http://datasheet.lovatoelectric.com/Rotary_cam_switches/POL/GF1052U.pdf | Rotary cam switch GF series, changeover switch 2 poles 10A, for front mounting with black handle, front plate 30X30mm | http://datasheet.lovatoelectric.com/Rotary_cam_switches/RON/GF1052U.pdf
GF1052U47 |  |  | Rotary cam switch GF series, changeover switch 2 poles 10A, for snap on front mounting with black handle for hole Ø22mm fixing, front plate 30X30mm | http://datasheet.lovatoelectric.com/Rotary_cam_switches/ENG/GF1052U47.pdf | Commutatore a camme serie GF, commutatore 2 poli da 10A in esecuzione per montaggio frontale con maniglia nera e fissaggio a scatto per foro diametro 22mm, mostrina 30X30mm | http://datasheet.lovatoelectric.com/Rotary_cam_switches/ITA/GF1052U47.pdf | Łącznik krzywkowy serii GF, przełącznik sieci, 2 pola, 10A, do montażu tablicowego w otworze 22mm z czarnym pokrętłem, montowanym na zatrzask do korpusu i tabliczką 30x30mm | http://datasheet.lovatoelectric.com/Rotary_cam_switches/POL/GF1052U47.pdf | Rotary cam switch GF series, changeover switch 2 poles 10A, for snap on front mounting with black handle for hole Ø22mm fixing, front plate 30X30mm | http://datasheet.lovatoelectric.com/Rotary_cam_switches/RON/GF1052U47.pdf
GF1053U |  |  | Rotary cam switch GF series, changeover switch 3 poles 10A, for front mounting with black handle, front plate 30X30mm | http://datasheet.lovatoelectric.com/Rotary_cam_switches/ENG/GF1053U.pdf | Commutatore a camme serie GF, commutatore 3 poli da 10A in esecuzione per montaggio frontale con maniglia nera, mostrina 30X30mm | http://datasheet.lovatoelectric.com/Rotary_cam_switches/ITA/GF1053U.pdf | Łącznik krzywkowy serii GF, przełącznik sieci, 3 pola, 10A, do montażu tablicowego, z czarnym pokrętłem i tabliczką 30x30mm | http://datasheet.lovatoelectric.com/Rotary_cam_switches/POL/GF1053U.pdf | Rotary cam switch GF series, changeover switch 3 poles 10A, for front mounting with black handle, front plate 30X30mm | http://datasheet.lovatoelectric.com/Rotary_cam_switches/RON/GF1053U.pdf
GF1053U47 |  |  | Rotary cam switch GF series, changeover switch 3 poles 10A, for snap on front mounting with black handle for hole Ø22mm fixing, front plate 30X30mm | http://datasheet.lovatoelectric.com/Rotary_cam_switches/ENG/GF1053U47.pdf | Commutatore a camme serie GF, commutatore 3 poli da 10A in esecuzione per montaggio frontale con maniglia nera e fissaggio a scatto per foro diametro 22mm, mostrina 30X30mm | http://datasheet.lovatoelectric.com/Rotary_cam_switches/ITA/GF1053U47.pdf | Łącznik krzywkowy serii GF, przełącznik sieci, 3 pola, 10A, do montażu tablicowego w otworze 22mm z czarnym pokrętłem, montowanym na zatrzask do korpusu i tabliczką 30x30mm | http://datasheet.lovatoelectric.com/Rotary_cam_switches/POL/GF1053U47.pdf | Rotary cam switch GF series, changeover switch 3 poles 10A, for snap on front mounting with black handle for hole Ø22mm fixing, front plate 30X30mm | http://datasheet.lovatoelectric.com/Rotary_cam_switches/RON/GF1053U47.pdf
GF1054U |  |  | Rotary cam switch GF series, changeover switch without 0, 1 pole 10A, for front mounting with black handle, front plate 30X30mm | http://datasheet.lovatoelectric.com/Rotary_cam_switches/ENG/GF1054U.pdf | Commutatore a camme serie GF, deviatore 1 polo da 10A in esecuzione per montaggio frontale con maniglia nera, mostrina 30X30mm | http://datasheet.lovatoelectric.com/Rotary_cam_switches/ITA/GF1054U.pdf | Łącznik krzywkowy serii GF, przełącznik sieci bez 0, 1 pole, 10A, do montażu tablicowego, z czarnym pokrętłem i tabliczką 30x30mm | http://datasheet.lovatoelectric.com/Rotary_cam_switches/POL/GF1054U.pdf | Rotary cam switch GF series, changeover switch without 0, 1 pole 10A, for front mounting with black handle, front plate 30X30mm | http://datasheet.lovatoelectric.com/Rotary_cam_switches/RON/GF1054U.pdf
GF1054U47 |  |  | Rotary cam switch GF series, changeover switch without 0, 1 pole 10A, for snap on front mounting with black handle for hole Ø22mm fixing, front plate 30X30mm | http://datasheet.lovatoelectric.com/Rotary_cam_switches/ENG/GF1054U47.pdf | Commutatore a camme serie GF, deviatore 1 polo da 10A in esecuzione per montaggio frontale con maniglia nera e fissaggio a scatto per foro diametro 22mm, mostrina 30X30mm | http://datasheet.lovatoelectric.com/Rotary_cam_switches/ITA/GF1054U47.pdf | Łącznik krzywkowy serii GF, przełącznik sieci bez 0, 1 pole, 10A, do montażu tablicowego w otworze 22mm z czarnym pokrętłem, montowanym na zatrzask do korpusu i tabliczką 30x30mm | http://datasheet.lovatoelectric.com/Rotary_cam_switches/POL/GF1054U47.pdf | Rotary cam switch GF series, changeover switch without 0, 1 pole 10A, for snap on front mounting with black handle for hole Ø22mm fixing, front plate 30X30mm | http://datasheet.lovatoelectric.com/Rotary_cam_switches/RON/GF1054U47.pdf
GF1055U |  |  | Rotary cam switch GF series, changeover switch without 0, 2 poles 10A, for front mounting with black handle, front plate 30X30mm | http://datasheet.lovatoelectric.com/Rotary_cam_switches/ENG/GF1055U.pdf | Commutatore a camme serie GF, deviatore 2 poli da 10A in esecuzione per montaggio frontale con maniglia nera, mostrina 30X30mm | http://datasheet.lovatoelectric.com/Rotary_cam_switches/ITA/GF1055U.pdf | Łącznik krzywkowy serii GF, przełącznik sieci bez 0, 2 pola, 10A, do montażu tablicowego, z czarnym pokrętłem i tabliczką 30x30mm | http://datasheet.lovatoelectric.com/Rotary_cam_switches/POL/GF1055U.pdf | Rotary cam switch GF series, changeover switch without 0, 2 poles 10A, for front mounting with black handle, front plate 30X30mm | http://datasheet.lovatoelectric.com/Rotary_cam_switches/RON/GF1055U.pdf
GF1055U47 |  |  | Rotary cam switch GF series, changeover switch without 0, 2 poles 10A, for snap on front mounting with black handle for hole Ø22mm fixing, front plate 30X30mm | http://datasheet.lovatoelectric.com/Rotary_cam_switches/ENG/GF1055U47.pdf | Commutatore a camme serie GF, deviatore 2 poli da 10A in esecuzione per montaggio frontale con maniglia nera e fissaggio a scatto per foro diametro 22mm, mostrina 30X30mm | http://datasheet.lovatoelectric.com/Rotary_cam_switches/ITA/GF1055U47.pdf | Łącznik krzywkowy serii GF, przełącznik sieci bez 0, 2 pola, 10A, do montażu tablicowego w otworze 22mm z czarnym pokrętłem, montowanym na zatrzask do korpusu i tabliczką 30x30mm | http://datasheet.lovatoelectric.com/Rotary_cam_switches/POL/GF1055U47.pdf | Rotary cam switch GF series, changeover switch without 0, 2 poles 10A, for snap on front mounting with black handle for hole Ø22mm fixing, front plate 30X30mm | http://datasheet.lovatoelectric.com/Rotary_cam_switches/RON/GF1055U47.pdf
GF1056U |  |  | Rotary cam switch GF series, changeover switch without 0, 3 poles 10A, for front mounting with black handle, front plate 30X30mm | http://datasheet.lovatoelectric.com/Rotary_cam_switches/ENG/GF1056U.pdf | Commutatore a camme serie GF, deviatore 3 poli da 10A in esecuzione per montaggio frontale con maniglia nera, mostrina 30X30mm | http://datasheet.lovatoelectric.com/Rotary_cam_switches/ITA/GF1056U.pdf | Łącznik krzywkowy serii GF, przełącznik sieci bez 0, 3 pola, 10A, do montażu tablicowego, z czarnym pokrętłem i tabliczką 30x30mm | http://datasheet.lovatoelectric.com/Rotary_cam_switches/POL/GF1056U.pdf | Rotary cam switch GF series, changeover switch without 0, 3 poles 10A, for front mounting with black handle, front plate 30X30mm | http://datasheet.lovatoelectric.com/Rotary_cam_switches/RON/GF1056U.pdf
GF1056U47 |  |  | Rotary cam switch GF series, changeover switch without 0, 3 poles 10A, for snap on front mounting with black handle for hole Ø22mm fixing, front plate 30X30mm | http://datasheet.lovatoelectric.com/Rotary_cam_switches/ENG/GF1056U47.pdf | Commutatore a camme serie GF, deviatore 3 poli da 10A in esecuzione per montaggio frontale con maniglia nera e fissaggio a scatto per foro diametro 22mm, mostrina 30X30mm | http://datasheet.lovatoelectric.com/Rotary_cam_switches/ITA/GF1056U47.pdf | Łącznik krzywkowy serii GF, przełącznik sieci bez 0, 3 pola, 10A, do montażu tablicowego w otworze 22mm z czarnym pokrętłem, montowanym na zatrzask do korpusu i tabliczką 30x30mm | http://datasheet.lovatoelectric.com/Rotary_cam_switches/POL/GF1056U47.pdf | Rotary cam switch GF series, changeover switch without 0, 3 poles 10A, for snap on front mounting with black handle for hole Ø22mm fixing, front plate 30X30mm | http://datasheet.lovatoelectric.com/Rotary_cam_switches/RON/GF1056U47.pdf
GF1066U |  |  | Rotary cam switch GF series, voltmeter switch for phase-neutral and phase-phase voltages 10A, for front mounting with black handle, front plate 30X30mm | http://datasheet.lovatoelectric.com/Rotary_cam_switches/ENG/GF1066U.pdf | Commutatore a camme serie GF, commutatore voltmetrico per tensioni di fase e concatenate da 10A in esecuzione per montaggio frontale con maniglia nera, mostrina 30X30mm | http://datasheet.lovatoelectric.com/Rotary_cam_switches/ITA/GF1066U.pdf | Łącznik krzywkowy serii GF, przełącznik woltomierzy, napięcia fazowe i międzyfazowe, 10A, do montażu tablicowego, z czarnym pokrętłem i tabliczką 30x30mm | http://datasheet.lovatoelectric.com/Rotary_cam_switches/POL/GF1066U.pdf | Rotary cam switch GF series, voltmeter switch for phase-neutral and phase-phase voltages 10A, for front mounting with black handle, front plate 30X30mm | http://datasheet.lovatoelectric.com/Rotary_cam_switches/RON/GF1066U.pdf
GF1066U47 |  |  | Rotary cam switch GF series, voltmeter switch for phase-neutral and phase-phase voltages 10A, for snap on front mounting with black handle for hole Ø22mm fixing, front plate 30X30mm | http://datasheet.lovatoelectric.com/Rotary_cam_switches/ENG/GF1066U47.pdf | Commutatore a camme serie GF, commutatore voltmetrico per tensioni di fase e concatenate da 10A in esecuzione per montaggio frontale con maniglia nera e fissaggio a scatto per foro diametro 22mm, mostrina 30X30mm | http://datasheet.lovatoelectric.com/Rotary_cam_switches/ITA/GF1066U47.pdf | Łącznik krzywkowy serii GF, przełącznik woltomierzy, napięcia fazowe i międzyfazowe, 10A, do montażu tablicowego w otworze 22mm z czarnym pokrętłem, montowanym na zatrzask do korpusu i tabliczką 30x30mm | http://datasheet.lovatoelectric.com/Rotary_cam_switches/POL/GF1066U47.pdf | Rotary cam switch GF series, voltmeter switch for phase-neutral and phase-phase voltages 10A, for snap on front mounting with black handle for hole Ø22mm fixing, front plate 30X30mm | http://datasheet.lovatoelectric.com/Rotary_cam_switches/RON/GF1066U47.pdf
GF1067U |  |  | Rotary cam switch GF series, voltmeter switch for phase-phase voltages 10A, for front mounting with black handle, front plate 30X30mm | http://datasheet.lovatoelectric.com/Rotary_cam_switches/ENG/GF1067U.pdf | Commutatore a camme serie GF, commutatore voltmetrico per tensioni concatenate da 10A in esecuzione per montaggio frontale con maniglia nera, mostrina 30X30mm | http://datasheet.lovatoelectric.com/Rotary_cam_switches/ITA/GF1067U.pdf | Łącznik krzywkowy serii GF, przełącznik woltomierzy, napięcia międzyfazowe, 10A, do montażu tablicowego, z czarnym pokrętłem i tabliczką 30x30mm | http://datasheet.lovatoelectric.com/Rotary_cam_switches/POL/GF1067U.pdf | Rotary cam switch GF series, voltmeter switch for phase-phase voltages 10A, for front mounting with black handle, front plate 30X30mm | http://datasheet.lovatoelectric.com/Rotary_cam_switches/RON/GF1067U.pdf
GF1067U47 |  |  | Rotary cam switch GF series, voltmeter switch for phase-phase voltages 10A, for snap on front mounting with black handle for hole Ø22mm fixing, front plate 30X30mm | http://datasheet.lovatoelectric.com/Rotary_cam_switches/ENG/GF1067U47.pdf | Commutatore a camme serie GF, commutatore voltmetrico per tensioni concatenate da 10A in esecuzione per montaggio frontale con maniglia nera e fissaggio a scatto per foro diametro 22mm, mostrina 30X30mm | http://datasheet.lovatoelectric.com/Rotary_cam_switches/ITA/GF1067U47.pdf | Łącznik krzywkowy serii GF, przełącznik woltomierzy, napięcia międzyfazowe, 10A, do montażu tablicowego w otworze 22mm z czarnym pokrętłem, montowanym na zatrzask do korpusu i tabliczką 30x30mm | http://datasheet.lovatoelectric.com/Rotary_cam_switches/POL/GF1067U47.pdf | Rotary cam switch GF series, voltmeter switch for phase-phase voltages 10A, for snap on front mounting with black handle for hole Ø22mm fixing, front plate 30X30mm | http://datasheet.lovatoelectric.com/Rotary_cam_switches/RON/GF1067U47.pdf
GF1068U |  |  | Rotary cam switch GF series, voltmeter switch for phase-neutral voltages 10A, for front mounting with black handle, front plate 30X30mm | http://datasheet.lovatoelectric.com/Rotary_cam_switches/ENG/GF1068U.pdf | Commutatore a camme serie GF, commutatore voltmetrico per tensioni cdi fase da 10A in esecuzione per montaggio frontale con maniglia nera, mostrina 30X30mm | http://datasheet.lovatoelectric.com/Rotary_cam_switches/ITA/GF1068U.pdf | Łącznik krzywkowy serii GF, przełącznik woltomierzy, napięcia fazowe, 10A, do montażu tablicowego, z czarnym pokrętłem i tabliczką 30x30mm | http://datasheet.lovatoelectric.com/Rotary_cam_switches/POL/GF1068U.pdf | Rotary cam switch GF series, voltmeter switch for phase-neutral voltages 10A, for front mounting with black handle, front plate 30X30mm | http://datasheet.lovatoelectric.com/Rotary_cam_switches/RON/GF1068U.pdf
GF1068U47 |  |  | Rotary cam switch GF series, voltmeter switch for phase-neutral voltages 10A, for snap on front mounting with black handle for hole Ø22mm fixing, front plate 30X30mm | http://datasheet.lovatoelectric.com/Rotary_cam_switches/ENG/GF1068U47.pdf | Commutatore a camme serie GF, commutatore voltmetrico per tensioni di fase da 10A in esecuzione per montaggio frontale con maniglia nera e fissaggio a scatto per foro diametro 22mm, mostrina 30X30mm | http://datasheet.lovatoelectric.com/Rotary_cam_switches/ITA/GF1068U47.pdf | Łącznik krzywkowy serii GF, przełącznik woltomierzy, napięcia fazowe, 10A, do montażu tablicowego w otworze 22mm z czarnym pokrętłem, montowanym na zatrzask do korpusu i tabliczką 30x30mm | http://datasheet.lovatoelectric.com/Rotary_cam_switches/POL/GF1068U47.pdf | Rotary cam switch GF series, voltmeter switch for phase-neutral voltages 10A, for snap on front mounting with black handle for hole Ø22mm fixing, front plate 30X30mm | http://datasheet.lovatoelectric.com/Rotary_cam_switches/RON/GF1068U47.pdf
GF1069U |  |  | Rotary cam switch GF series, changeover switch without 0, 4 poles 10A, for front mounting with black handle, front plate 30X30mm | http://datasheet.lovatoelectric.com/Rotary_cam_switches/ENG/GF1069U.pdf | Commutatore a camme serie GF, deviatore 4 poli da 10A in esecuzione per montaggio frontale con maniglia nera, mostrina 30X30mm | http://datasheet.lovatoelectric.com/Rotary_cam_switches/ITA/GF1069U.pdf | Łącznik krzywkowy serii GF, przełącznik sieci bez 0, 4 pola, 10A, do montażu tablicowego, z czarnym pokrętłem i tabliczką 30x30mm | http://datasheet.lovatoelectric.com/Rotary_cam_switches/POL/GF1069U.pdf | Rotary cam switch GF series, changeover switch without 0, 4 poles 10A, for front mounting with black handle, front plate 30X30mm | http://datasheet.lovatoelectric.com/Rotary_cam_switches/RON/GF1069U.pdf
GF1069U47 |  |  | Rotary cam switch GF series, changeover switch without 0, 4 poles 10A, for snap on front mounting with black handle for hole Ø22mm fixing, front plate 30X30mm | http://datasheet.lovatoelectric.com/Rotary_cam_switches/ENG/GF1069U47.pdf | Commutatore a camme serie GF, deviatore 4 poli da 10A in esecuzione per montaggio frontale con maniglia nera e fissaggio a scatto per foro diametro 22mm, mostrina 30X30mm | http://datasheet.lovatoelectric.com/Rotary_cam_switches/ITA/GF1069U47.pdf | Łącznik krzywkowy serii GF, przełącznik sieci bez 0, 4 pola, 10A, do montażu tablicowego w otworze 22mm z czarnym pokrętłem, montowanym na zatrzask do korpusu i tabliczką 30x30mm | http://datasheet.lovatoelectric.com/Rotary_cam_switches/POL/GF1069U47.pdf | Rotary cam switch GF series, changeover switch without 0, 4 poles 10A, for snap on front mounting with black handle for hole Ø22mm fixing, front plate 30X30mm | http://datasheet.lovatoelectric.com/Rotary_cam_switches/RON/GF1069U47.pdf
GF1075U |  |  | Rotary cam switch GF series, changeover switch 4 poles 10A, for front mounting with black handle, front plate 30X30mm | http://datasheet.lovatoelectric.com/Rotary_cam_switches/ENG/GF1075U.pdf | Commutatore a camme serie GF, commutatore 4 poli da 10A in esecuzione per montaggio frontale con maniglia nera, mostrina 30X30mm | http://datasheet.lovatoelectric.com/Rotary_cam_switches/ITA/GF1075U.pdf | Łącznik krzywkowy serii GF, przełącznik sieci, 4 pola, 10A, do montażu tablicowego, z czarnym pokrętłem i tabliczką 30x30mm | http://datasheet.lovatoelectric.com/Rotary_cam_switches/POL/GF1075U.pdf | Rotary cam switch GF series, changeover switch 4 poles 10A, for front mounting with black handle, front plate 30X30mm | http://datasheet.lovatoelectric.com/Rotary_cam_switches/RON/GF1075U.pdf
GF1075U47 |  |  | Rotary cam switch GF series, changeover switch 4 poles 10A, for snap on front mounting with black handle for hole Ø22mm fixing, front plate 30X30mm | http://datasheet.lovatoelectric.com/Rotary_cam_switches/ENG/GF1075U47.pdf | Commutatore a camme serie GF, commutatore 4 poli da 10A in esecuzione per montaggio frontale con maniglia nera e fissaggio a scatto per foro diametro 22mm, mostrina 30X30mm | http://datasheet.lovatoelectric.com/Rotary_cam_switches/ITA/GF1075U47.pdf | Łącznik krzywkowy serii GF, przełącznik sieci, 4 pola, 10A, do montażu tablicowego w otworze 22mm z czarnym pokrętłem, montowanym na zatrzask do korpusu i tabliczką 30x30mm | http://datasheet.lovatoelectric.com/Rotary_cam_switches/POL/GF1075U47.pdf | Rotary cam switch GF series, changeover switch 4 poles 10A, for snap on front mounting with black handle for hole Ø22mm fixing, front plate 30X30mm | http://datasheet.lovatoelectric.com/Rotary_cam_switches/RON/GF1075U47.pdf
GF1082U |  |  | Rotary cam switch GF series, multi-step 1-2-3, 1 pole 10A, for front mounting with black handle, front plate 30X30mm | http://datasheet.lovatoelectric.com/Rotary_cam_switches/ENG/GF1082U.pdf | Commutatore a camme serie GF, multivia 1-2-3 1 polo da 10A in esecuzione per montaggio frontale con maniglia nera, mostrina 30X30mm | http://datasheet.lovatoelectric.com/Rotary_cam_switches/ITA/GF1082U.pdf | Łącznik krzywkowy serii GF, wielopozycyjny 1-2-3, 1 pole, 10A, do montażu tablicowego, z czarnym pokrętłem i tabliczką 30x30mm | http://datasheet.lovatoelectric.com/Rotary_cam_switches/POL/GF1082U.pdf | Rotary cam switch GF series, multi-step 1-2-3, 1 pole 10A, for front mounting with black handle, front plate 30X30mm | http://datasheet.lovatoelectric.com/Rotary_cam_switches/RON/GF1082U.pdf
GF1082U47 |  |  | Rotary cam switch GF series, multi-step 1-2-3, 1 pole 10A, for snap on front mounting with black handle for hole Ø22mm fixing, front plate 30X30mm | http://datasheet.lovatoelectric.com/Rotary_cam_switches/ENG/GF1082U47.pdf | Commutatore a camme serie GF, multivia 1-2-3 1 polo da 10A in esecuzione per montaggio frontale con maniglia nera e fissaggio a scatto per foro diametro 22mm, mostrina 30X30mm | http://datasheet.lovatoelectric.com/Rotary_cam_switches/ITA/GF1082U47.pdf | Łącznik krzywkowy serii GF, wielopozycyjny 1-2-3, 1 pole, 10A, do montażu tablicowego w otworze 22mm z czarnym pokrętłem, montowanym na zatrzask do korpusu i tabliczką 30x30mm | http://datasheet.lovatoelectric.com/Rotary_cam_switches/POL/GF1082U47.pdf | Rotary cam switch GF series, multi-step 1-2-3, 1 pole 10A, for snap on front mounting with black handle for hole Ø22mm fixing, front plate 30X30mm | http://datasheet.lovatoelectric.com/Rotary_cam_switches/RON/GF1082U47.pdf
GF1083U |  |  | Rotary cam switch GF series, multi-step 1-2-3-4, 1 pole 10A, for front mounting with black handle, front plate 30X30mm | http://datasheet.lovatoelectric.com/Rotary_cam_switches/ENG/GF1083U.pdf | Commutatore a camme serie GF, multivia 1-2-3-4 1 polo da 10A in esecuzione per montaggio frontale con maniglia nera, mostrina 30X30mm | http://datasheet.lovatoelectric.com/Rotary_cam_switches/ITA/GF1083U.pdf | Łącznik krzywkowy serii GF, wielopozycyjny 1-2-3-4, 1 pole, 10A, do montażu tablicowego, z czarnym pokrętłem i tabliczką 30x30mm | http://datasheet.lovatoelectric.com/Rotary_cam_switches/POL/GF1083U.pdf | Rotary cam switch GF series, multi-step 1-2-3-4, 1 pole 10A, for front mounting with black handle, front plate 30X30mm | http://datasheet.lovatoelectric.com/Rotary_cam_switches/RON/GF1083U.pdf
GF1083U47 |  |  | Rotary cam switch GF series, multi-step 1-2-3-4, 1 pole 10A, for snap on front mounting with black handle for hole Ø22mm fixing, front plate 30X30mm | http://datasheet.lovatoelectric.com/Rotary_cam_switches/ENG/GF1083U47.pdf | Commutatore a camme serie GF, multivia 1-2-3-4 1 polo da 10A in esecuzione per montaggio frontale con maniglia nera e fissaggio a scatto per foro diametro 22mm, mostrina 30X30mm | http://datasheet.lovatoelectric.com/Rotary_cam_switches/ITA/GF1083U47.pdf | Łącznik krzywkowy serii GF, wielopozycyjny 1-2-3-4, 1 pole, 10A, do montażu tablicowego w otworze 22mm z czarnym pokrętłem, montowanym na zatrzask do korpusu i tabliczką 30x30mm | http://datasheet.lovatoelectric.com/Rotary_cam_switches/POL/GF1083U47.pdf | Rotary cam switch GF series, multi-step 1-2-3-4, 1 pole 10A, for snap on front mounting with black handle for hole Ø22mm fixing, front plate 30X30mm | http://datasheet.lovatoelectric.com/Rotary_cam_switches/RON/GF1083U47.pdf
GF1084U |  |  | Rotary cam switch GF series, multi-step 1-2-3-4-5, 1 pole 10A, for front mounting with black handle, front plate 30X30mm | http://datasheet.lovatoelectric.com/Rotary_cam_switches/ENG/GF1084U.pdf | Commutatore a camme serie GF, multivia 1-2-3-4-5 1 polo da 10A in esecuzione per montaggio frontale con maniglia nera, mostrina 30X30mm | http://datasheet.lovatoelectric.com/Rotary_cam_switches/ITA/GF1084U.pdf | Łącznik krzywkowy serii GF, wielopozycyjny 1-2-3-4-5, 1 pole, 10A, do montażu tablicowego, z czarnym pokrętłem i tabliczką 30x30mm | http://datasheet.lovatoelectric.com/Rotary_cam_switches/POL/GF1084U.pdf | Rotary cam switch GF series, multi-step 1-2-3-4-5, 1 pole 10A, for front mounting with black handle, front plate 30X30mm | http://datasheet.lovatoelectric.com/Rotary_cam_switches/RON/GF1084U.pdf
GF1084U47 |  |  | Rotary cam switch GF series, multi-step 1-2-3-4-5, 1 pole 10A, for snap on front mounting with black handle for hole Ø22mm fixing, front plate 30X30mm | http://datasheet.lovatoelectric.com/Rotary_cam_switches/ENG/GF1084U47.pdf | Commutatore a camme serie GF, multivia 1-2-3-4-5 1 polo da 10A in esecuzione per montaggio frontale con maniglia nera e fissaggio a scatto per foro diametro 22mm, mostrina 30X30mm | http://datasheet.lovatoelectric.com/Rotary_cam_switches/ITA/GF1084U47.pdf | Łącznik krzywkowy serii GF, wielopozycyjny 1-2-3-4-5, 1 pole, 10A, do montażu tablicowego w otworze 22mm z czarnym pokrętłem, montowanym na zatrzask do korpusu i tabliczką 30x30mm | http://datasheet.lovatoelectric.com/Rotary_cam_switches/POL/GF1084U47.pdf | Rotary cam switch GF series, multi-step 1-2-3-4-5, 1 pole 10A, for snap on front mounting with black handle for hole Ø22mm fixing, front plate 30X30mm | http://datasheet.lovatoelectric.com/Rotary_cam_switches/RON/GF1084U47.pdf
GF1085U |  |  | Rotary cam switch GF series, multi-step 1-2-3-4-5-6, 1 pole 10A, for front mounting with black handle, front plate 30X30mm | http://datasheet.lovatoelectric.com/Rotary_cam_switches/ENG/GF1085U.pdf | Commutatore a camme serie GF, multivia 1-2-3-4-5-6 1 polo da 10A in esecuzione per montaggio frontale con maniglia nera, mostrina 30X30mm | http://datasheet.lovatoelectric.com/Rotary_cam_switches/ITA/GF1085U.pdf | Łącznik krzywkowy serii GF, wielopozycyjny 1-2-3-4-5-6, 1 pole, 10A, do montażu tablicowego, z czarnym pokrętłem i tabliczką 30x30mm | http://datasheet.lovatoelectric.com/Rotary_cam_switches/POL/GF1085U.pdf | Rotary cam switch GF series, multi-step 1-2-3-4-5-6, 1 pole 10A, for front mounting with black handle, front plate 30X30mm | http://datasheet.lovatoelectric.com/Rotary_cam_switches/RON/GF1085U.pdf
GF1085U47 |  |  | Rotary cam switch GF series, multi-step 1-2-3-4-5-6, 1 pole 10A, for snap on front mounting with black handle for hole Ø22mm fixing, front plate 30X30mm | http://datasheet.lovatoelectric.com/Rotary_cam_switches/ENG/GF1085U47.pdf | Commutatore a camme serie GF, multivia 1-2-3-4-5-6 1 polo da 10A in esecuzione per montaggio frontale con maniglia nera e fissaggio a scatto per foro diametro 22mm, mostrina 30X30mm | http://datasheet.lovatoelectric.com/Rotary_cam_switches/ITA/GF1085U47.pdf | Łącznik krzywkowy serii GF, wielopozycyjny 1-2-3-4-5-6, 1 pole, 10A, do montażu tablicowego w otworze 22mm z czarnym pokrętłem, montowanym na zatrzask do korpusu i tabliczką 30x30mm | http://datasheet.lovatoelectric.com/Rotary_cam_switches/POL/GF1085U47.pdf | Rotary cam switch GF series, multi-step 1-2-3-4-5-6, 1 pole 10A, for snap on front mounting with black handle for hole Ø22mm fixing, front plate 30X30mm | http://datasheet.lovatoelectric.com/Rotary_cam_switches/RON/GF1085U47.pdf
GF1086U |  |  | Rotary cam switch GF series, multi-step 1-2-3, 2 poles 10A, for front mounting with black handle, front plate 30X30mm | http://datasheet.lovatoelectric.com/Rotary_cam_switches/ENG/GF1086U.pdf | Commutatore a camme serie GF, multivia 1-2-3 2 poli da 10A in esecuzione per montaggio frontale con maniglia nera, mostrina 30X30mm | http://datasheet.lovatoelectric.com/Rotary_cam_switches/ITA/GF1086U.pdf | Łącznik krzywkowy serii GF, wielopozycyjny 1-2-3, 2 pola, 10A, do montażu tablicowego, z czarnym pokrętłem i tabliczką 30x30mm | http://datasheet.lovatoelectric.com/Rotary_cam_switches/POL/GF1086U.pdf | Rotary cam switch GF series, multi-step 1-2-3, 2 poles 10A, for front mounting with black handle, front plate 30X30mm | http://datasheet.lovatoelectric.com/Rotary_cam_switches/RON/GF1086U.pdf
GF1086U47 |  |  | Rotary cam switch GF series, multi-step 1-2-3, 2 poles 10A, for snap on front mounting with black handle for hole Ø22mm fixing, front plate 30X30mm | http://datasheet.lovatoelectric.com/Rotary_cam_switches/ENG/GF1086U47.pdf | Commutatore a camme serie GF, multivia 1-2-3 2 poli da 10A in esecuzione per montaggio frontale con maniglia nera e fissaggio a scatto per foro diametro 22mm, mostrina 30X30mm | http://datasheet.lovatoelectric.com/Rotary_cam_switches/ITA/GF1086U47.pdf | Łącznik krzywkowy serii GF, wielopozycyjny 1-2-3, 2 pola, 10A, do montażu tablicowego w otworze 22mm z czarnym pokrętłem, montowanym na zatrzask do korpusu i tabliczką 30x30mm | http://datasheet.lovatoelectric.com/Rotary_cam_switches/POL/GF1086U47.pdf | Rotary cam switch GF series, multi-step 1-2-3, 2 poles 10A, for snap on front mounting with black handle for hole Ø22mm fixing, front plate 30X30mm | http://datasheet.lovatoelectric.com/Rotary_cam_switches/RON/GF1086U47.pdf
GF1087U |  |  | Rotary cam switch GF series, multi-step 1-2-3-4, 2 poles 10A, for front mounting with black handle, front plate 30X30mm | http://datasheet.lovatoelectric.com/Rotary_cam_switches/ENG/GF1087U.pdf | Commutatore a camme serie GF, multivia 1-2-3-4 2 poli da 10A in esecuzione per montaggio frontale con maniglia nera, mostrina 30X30mm | http://datasheet.lovatoelectric.com/Rotary_cam_switches/ITA/GF1087U.pdf | Łącznik krzywkowy serii GF, wielopozycyjny 1-2-3-4, 2 pola, 10A, do montażu tablicowego, z czarnym pokrętłem i tabliczką 30x30mm | http://datasheet.lovatoelectric.com/Rotary_cam_switches/POL/GF1087U.pdf | Rotary cam switch GF series, multi-step 1-2-3-4, 2 poles 10A, for front mounting with black handle, front plate 30X30mm | http://datasheet.lovatoelectric.com/Rotary_cam_switches/RON/GF1087U.pdf
GF1087U47 |  |  | Rotary cam switch GF series, multi-step 1-2-3-4, 2 poles 10A, for snap on front mounting with black handle for hole Ø22mm fixing, front plate 30X30mm | http://datasheet.lovatoelectric.com/Rotary_cam_switches/ENG/GF1087U47.pdf | Commutatore a camme serie GF, multivia 1-2-3-4 2 poli da 10A in esecuzione per montaggio frontale con maniglia nera e fissaggio a scatto per foro diametro 22mm, mostrina 30X30mm | http://datasheet.lovatoelectric.com/Rotary_cam_switches/ITA/GF1087U47.pdf | Łącznik krzywkowy serii GF, wielopozycyjny 1-2-3-4, 2 pola, 10A, do montażu tablicowego w otworze 22mm z czarnym pokrętłem, montowanym na zatrzask do korpusu i tabliczką 30x30mm | http://datasheet.lovatoelectric.com/Rotary_cam_switches/POL/GF1087U47.pdf | Rotary cam switch GF series, multi-step 1-2-3-4, 2 poles 10A, for snap on front mounting with black handle for hole Ø22mm fixing, front plate 30X30mm | http://datasheet.lovatoelectric.com/Rotary_cam_switches/RON/GF1087U47.pdf
GF1090U | GF1010U.jpg | http://datasheet.lovatoelectric.com/Rotary_cam_switches/products_images/GF1010U.jpg | Rotary cam switch GF series, ON-OFF switch 1 pole 10A, for front mounting with black handle, front plate 30X30mm | http://datasheet.lovatoelectric.com/Rotary_cam_switches/ENG/GF1090U.pdf | Commutatore a camme serie GF, interruttore 1 polo da 10A in esecuzione per montaggio frontale con maniglia nera, mostrina 30X30mm | http://datasheet.lovatoelectric.com/Rotary_cam_switches/ITA/GF1090U.pdf | Łącznik krzywkowy serii GF, rozłącznik, 1 pole, 10A, do montażu tablicowego, z czarnym pokrętłem i tabliczką 30x30mm | http://datasheet.lovatoelectric.com/Rotary_cam_switches/POL/GF1090U.pdf | Rotary cam switch GF series, ON-OFF switch 1 pole 10A, for front mounting with black handle, front plate 30X30mm | http://datasheet.lovatoelectric.com/Rotary_cam_switches/RON/GF1090U.pdf
GF1090U47 | GF1010U47.jpg | http://datasheet.lovatoelectric.com/Rotary_cam_switches/products_images/GF1010U47.jpg | Rotary cam switch GF series, ON-OFF switch 1 pole 10A, for snap on front mounting with black handle for hole Ø22mm fixing, front plate 30X30mm | http://datasheet.lovatoelectric.com/Rotary_cam_switches/ENG/GF1090U47.pdf | Commutatore a camme serie GF, interruttore 1 polo da 10A in esecuzione per montaggio frontale con maniglia nera e fissaggio a scatto per foro diametro 22mm, mostrina 30x30mm | http://datasheet.lovatoelectric.com/Rotary_cam_switches/ITA/GF1090U47.pdf | Łącznik krzywkowy serii GF, rozłącznik, 1 pole, 10A, do montażu tablicowego w otworze 22mm z czarnym pokrętłem, montowanym na zatrzask do korpusu i tabliczką 30x30mm | http://datasheet.lovatoelectric.com/Rotary_cam_switches/POL/GF1090U47.pdf | Rotary cam switch GF series, ON-OFF switch 1 pole 10A, for snap on front mounting with black handle for hole Ø22mm fixing, front plate 30X30mm | http://datasheet.lovatoelectric.com/Rotary_cam_switches/RON/GF1090U47.pdf
GF1091U | GF1010U.jpg | http://datasheet.lovatoelectric.com/Rotary_cam_switches/products_images/GF1010U.jpg | Rotary cam switch GF series, ON-OFF switch 2 poles 10A, for front mounting with black handle, front plate 30X30mm | http://datasheet.lovatoelectric.com/Rotary_cam_switches/ENG/GF1091U.pdf | Commutatore a camme serie GF, interruttore 2 poli da 10A in esecuzione per montaggio frontale con maniglia nera, mostrina 30X30mm | http://datasheet.lovatoelectric.com/Rotary_cam_switches/ITA/GF1091U.pdf | Łącznik krzywkowy serii GF, rozłącznik, 2 pola, 10A, do montażu tablicowego, z czarnym pokrętłem i tabliczką 30x30mm | http://datasheet.lovatoelectric.com/Rotary_cam_switches/POL/GF1091U.pdf | Rotary cam switch GF series, ON-OFF switch 2 poles 10A, for front mounting with black handle, front plate 30X30mm | http://datasheet.lovatoelectric.com/Rotary_cam_switches/RON/GF1091U.pdf
GF1091U47 | GF1010U47.jpg | http://datasheet.lovatoelectric.com/Rotary_cam_switches/products_images/GF1010U47.jpg | Rotary cam switch GF series, ON-OFF switch 2 poles 10A, for snap on front mounting with black handle for hole Ø22mm fixing, front plate 30X30mm | http://datasheet.lovatoelectric.com/Rotary_cam_switches/ENG/GF1091U47.pdf | Commutatore a camme serie GF, interruttore 2 poli da 10A in esecuzione per montaggio frontale con maniglia nera e fissaggio a scatto per foro diametro 22mm, mostrina 30x30mm | http://datasheet.lovatoelectric.com/Rotary_cam_switches/ITA/GF1091U47.pdf | Łącznik krzywkowy serii GF, rozłącznik, 2 pola, 10A, do montażu tablicowego w otworze 22mm z czarnym pokrętłem, montowanym na zatrzask do korpusu i tabliczką 30x30mm | http://datasheet.lovatoelectric.com/Rotary_cam_switches/POL/GF1091U47.pdf | Rotary cam switch GF series, ON-OFF switch 2 poles 10A, for snap on front mounting with black handle for hole Ø22mm fixing, front plate 30X30mm | http://datasheet.lovatoelectric.com/Rotary_cam_switches/RON/GF1091U47.pdf
GF1092U | GF1010U.jpg | http://datasheet.lovatoelectric.com/Rotary_cam_switches/products_images/GF1010U.jpg | Rotary cam switch GF series, ON-OFF switch 4 poles 10A, for front mounting with black handle, front plate 30X30mm | http://datasheet.lovatoelectric.com/Rotary_cam_switches/ENG/GF1092U.pdf | Commutatore a camme serie GF, interruttore 4 poli da 10A in esecuzione per montaggio frontale con maniglia nera, mostrina 30X30mm | http://datasheet.lovatoelectric.com/Rotary_cam_switches/ITA/GF1092U.pdf | Łącznik krzywkowy serii GF, rozłącznik, 4 pola, 10A, do montażu tablicowego, z czarnym pokrętłem i tabliczką 30x30mm | http://datasheet.lovatoelectric.com/Rotary_cam_switches/POL/GF1092U.pdf | Rotary cam switch GF series, ON-OFF switch 4 poles 10A, for front mounting with black handle, front plate 30X30mm | http://datasheet.lovatoelectric.com/Rotary_cam_switches/RON/GF1092U.pdf
GF1092U47 | GF1010U47.jpg | http://datasheet.lovatoelectric.com/Rotary_cam_switches/products_images/GF1010U47.jpg | Rotary cam switch GF series, ON-OFF switch 4 poles 10A, for snap on front mounting with black handle for hole Ø22mm fixing, front plate 30X30mm | http://datasheet.lovatoelectric.com/Rotary_cam_switches/ENG/GF1092U47.pdf | Commutatore a camme serie GF, interruttore 4 poli da 10A in esecuzione per montaggio frontale con maniglia nera e fissaggio a scatto per foro diametro 22mm, mostrina 30x30mm | http://datasheet.lovatoelectric.com/Rotary_cam_switches/ITA/GF1092U47.pdf | Łącznik krzywkowy serii GF, rozłącznik, 4 pola, 10A, do montażu tablicowego w otworze 22mm z czarnym pokrętłem, montowanym na zatrzask do korpusu i tabliczką 30x30mm | http://datasheet.lovatoelectric.com/Rotary_cam_switches/POL/GF1092U47.pdf | Rotary cam switch GF series, ON-OFF switch 4 poles 10A, for snap on front mounting with black handle for hole Ø22mm fixing, front plate 30X30mm | http://datasheet.lovatoelectric.com/Rotary_cam_switches/RON/GF1092U47.pdf
GF1093U |  |  |  | http://datasheet.lovatoelectric.com/Rotary_cam_switches/ENG/GF1093U.pdf |  | http://datasheet.lovatoelectric.com/Rotary_cam_switches/ITA/GF1093U.pdf |  | http://datasheet.lovatoelectric.com/Rotary_cam_switches/POL/GF1093U.pdf |  | http://datasheet.lovatoelectric.com/Rotary_cam_switches/RON/GF1093U.pdf
GF1093U47 |  |  | Rotary cam switch GF series, multi-step 1-2-3, 3 poles 10A, for snap on front mounting with black handle for hole Ø22mm fixing, front plate 30X30mm | http://datasheet.lovatoelectric.com/Rotary_cam_switches/ENG/GF1093U47.pdf | Commutatore a camme serie GF, multivia 1-2-3 3 poli da 10A in esecuzione per montaggio frontale con maniglia nera e fissaggio a scatto per foro diametro 22mm, mostrina 30X30mm | http://datasheet.lovatoelectric.com/Rotary_cam_switches/ITA/GF1093U47.pdf | Łącznik krzywkowy serii GF, wielopozycyjny 1-2-3, 3 pola, 10A, do montażu tablicowego w otworze 22mm z czarnym pokrętłem, montowanym na zatrzask do korpusu i tabliczką 30x30mm | http://datasheet.lovatoelectric.com/Rotary_cam_switches/POL/GF1093U47.pdf | Rotary cam switch GF series, multi-step 1-2-3, 3 poles 10A, for snap on front mounting with black handle for hole Ø22mm fixing, front plate 30X30mm | http://datasheet.lovatoelectric.com/Rotary_cam_switches/RON/GF1093U47.pdf
GF1094U |  |  | Rotary cam switch GF series, multi-step 1-2-3-4, 3 poles 10A, for front mounting with black handle, front plate 30X30mm | http://datasheet.lovatoelectric.com/Rotary_cam_switches/ENG/GF1094U.pdf | Commutatore a camme serie GF, multivia 1-2-3-4 3 poli da 10A in esecuzione per montaggio frontale con maniglia nera, mostrina 30X30mm | http://datasheet.lovatoelectric.com/Rotary_cam_switches/ITA/GF1094U.pdf | Łącznik krzywkowy serii GF, wielopozycyjny 1-2-3-4, 3 pola, 10A, do montażu tablicowego, z czarnym pokrętłem i tabliczką 30x30mm | http://datasheet.lovatoelectric.com/Rotary_cam_switches/POL/GF1094U.pdf | Rotary cam switch GF series, multi-step 1-2-3-4, 3 poles 10A, for front mounting with black handle, front plate 30X30mm | http://datasheet.lovatoelectric.com/Rotary_cam_switches/RON/GF1094U.pdf
GF1094U47 |  |  |  | http://datasheet.lovatoelectric.com/Rotary_cam_switches/ENG/GF1094U47.pdf |  | http://datasheet.lovatoelectric.com/Rotary_cam_switches/ITA/GF1094U47.pdf |  | http://datasheet.lovatoelectric.com/Rotary_cam_switches/POL/GF1094U47.pdf |  | http://datasheet.lovatoelectric.com/Rotary_cam_switches/RON/GF1094U47.pdf
GF1097U |  |  | Rotary cam switch GF series, ammeter switch 10A, for front mounting with black handle, front plate 30X30mm | http://datasheet.lovatoelectric.com/Rotary_cam_switches/ENG/GF1097U.pdf | Commutatore a camme serie GF, commutatore amperometrico da 10A in esecuzione per montaggio frontale con maniglia nera, mostrina 30X30mm | http://datasheet.lovatoelectric.com/Rotary_cam_switches/ITA/GF1097U.pdf | Łącznik krzywkowy serii GF, przełącznik amperomierzy, 10A, do montażu tablicowego, z czarnym pokrętłem i tabliczką 30x30mm | http://datasheet.lovatoelectric.com/Rotary_cam_switches/POL/GF1097U.pdf | Rotary cam switch GF series, ammeter switch 10A, for front mounting with black handle, front plate 30X30mm | http://datasheet.lovatoelectric.com/Rotary_cam_switches/RON/GF1097U.pdf
GF1097U47 |  |  | Rotary cam switch GF series, ammeter switch 10A, for snap on front mounting with black handle for hole Ø22mm fixing, front plate 30X30mm | http://datasheet.lovatoelectric.com/Rotary_cam_switches/ENG/GF1097U47.pdf | Commutatore a camme serie GF, commutatore amperometrico da 10A in esecuzione per montaggio frontale con maniglia nera e fissaggio a scatto per foro diametro 22mm, mostrina 30X30mm | http://datasheet.lovatoelectric.com/Rotary_cam_switches/ITA/GF1097U47.pdf | Łącznik krzywkowy serii GF, przełącznik amperomierzy, 10A, do montażu tablicowego w otworze 22mm z czarnym pokrętłem, montowanym na zatrzask do korpusu i tabliczką 30x30mm | http://datasheet.lovatoelectric.com/Rotary_cam_switches/POL/GF1097U47.pdf | Rotary cam switch GF series, ammeter switch 10A, for snap on front mounting with black handle for hole Ø22mm fixing, front plate 30X30mm | http://datasheet.lovatoelectric.com/Rotary_cam_switches/RON/GF1097U47.pdf
GF1098U |  |  | Rotary cam switch GF series, ammeter switch 10A, for front mounting with black handle, front plate 30X30mm | http://datasheet.lovatoelectric.com/Rotary_cam_switches/ENG/GF1098U.pdf | Commutatore a camme serie GF, commutatore amperometrico da 10A in esecuzione per montaggio frontale con maniglia nera, mostrina 30X30mm | http://datasheet.lovatoelectric.com/Rotary_cam_switches/ITA/GF1098U.pdf | Łącznik krzywkowy serii GF, przełącznik amperomierzy, 10A, do montażu tablicowego, z czarnym pokrętłem i tabliczką 30x30mm | http://datasheet.lovatoelectric.com/Rotary_cam_switches/POL/GF1098U.pdf | Rotary cam switch GF series, ammeter switch 10A, for front mounting with black handle, front plate 30X30mm | http://datasheet.lovatoelectric.com/Rotary_cam_switches/RON/GF1098U.pdf
GF1098U47 |  |  | Rotary cam switch GF series, ammeter switch 10A, for snap on front mounting with black handle for hole Ø22mm fixing, front plate 30X30mm | http://datasheet.lovatoelectric.com/Rotary_cam_switches/ENG/GF1098U47.pdf | Commutatore a camme serie GF, commutatore amperometrico da 10A in esecuzione per montaggio frontale con maniglia nera e fissaggio a scatto per foro diametro 22mm, mostrina 30X30mm | http://datasheet.lovatoelectric.com/Rotary_cam_switches/ITA/GF1098U47.pdf | Łącznik krzywkowy serii GF, przełącznik amperomierzy, 10A, do montażu tablicowego w otworze 22mm z czarnym pokrętłem, montowanym na zatrzask do korpusu i tabliczką 30x30mm | http://datasheet.lovatoelectric.com/Rotary_cam_switches/POL/GF1098U47.pdf | Rotary cam switch GF series, ammeter switch 10A, for snap on front mounting with black handle for hole Ø22mm fixing, front plate 30X30mm | http://datasheet.lovatoelectric.com/Rotary_cam_switches/RON/GF1098U47.pdf
GF2003O | GF2010O.jpg | http://datasheet.lovatoelectric.com/Rotary_cam_switches/products_images/GF2010O.jpg | Rotary cam switch GF series, ON-OFF spring return switch 3 poles 20A, for rear mounting with black handle, front plate 30X30mm | http://datasheet.lovatoelectric.com/Rotary_cam_switches/ENG/GF2003O.pdf | Commutatore a camme serie GF, interruttore con ritorno a molla 3 poli da 20A in esecuzione per montaggio a fondo quadro con maniglia nera, mostrina 48X48mm | http://datasheet.lovatoelectric.com/Rotary_cam_switches/ITA/GF2003O.pdf | Łącznik krzywkowy serii GF, rozłącznik z powrotem do pozycji 0, 3 pola, 20A, do montażu wewnątrz szafy z czarnym pokrętłem i tabliczką 30x30mm | http://datasheet.lovatoelectric.com/Rotary_cam_switches/POL/GF2003O.pdf | Rotary cam switch GF series, ON-OFF spring return switch 3 poles 20A, for rear mounting with black handle, front plate 30X30mm | http://datasheet.lovatoelectric.com/Rotary_cam_switches/RON/GF2003O.pdf
GF2003U | GF2010U.jpg | http://datasheet.lovatoelectric.com/Rotary_cam_switches/products_images/GF2010U.jpg | Rotary cam switch GF series, ON-OFF spring return switch 3 poles 20A, for front mounting with black handle, front plate 30X30mm | http://datasheet.lovatoelectric.com/Rotary_cam_switches/ENG/GF2003U.pdf | Commutatore a camme serie GF, interruttore con ritorno a molla 3 poli da 20A in esecuzione per montaggio frontale con maniglia nera, mostrina 48X48mm | http://datasheet.lovatoelectric.com/Rotary_cam_switches/ITA/GF2003U.pdf | Łącznik krzywkowy serii GF, rozłącznik z powrotem do pozycji 0, 3 pola, 20A, do montażu tablicowego, z czarnym pokrętłem i tabliczką 30x30mm | http://datasheet.lovatoelectric.com/Rotary_cam_switches/POL/GF2003U.pdf | Rotary cam switch GF series, ON-OFF spring return switch 3 poles 20A, for front mounting with black handle, front plate 30X30mm | http://datasheet.lovatoelectric.com/Rotary_cam_switches/RON/GF2003U.pdf
GF2003U11 | GF2010U11.jpg | http://datasheet.lovatoelectric.com/Rotary_cam_switches/products_images/GF2010U11.jpg | Rotary cam switch GF series, ON-OFF spring return switch 3 poles 20A, for front mounting with black handle without front plate for hole Ø22mm fixing | http://datasheet.lovatoelectric.com/Rotary_cam_switches/ENG/GF2003U11.pdf | Commutatore a camme serie GF, interruttore con ritorno a molla 3 poli da 20A in esecuzione per montaggio frontale con maniglia nera senza mostrina con fissaggio foro diametro 22mm | http://datasheet.lovatoelectric.com/Rotary_cam_switches/ITA/GF2003U11.pdf | Łącznik krzywkowy serii GF, rozłącznik z powrotem do pozycji 0, 3 pola, 20A, do montażu tablicowego w otworze 22mm, z czarnym pokrętłem bez tabliczki | http://datasheet.lovatoelectric.com/Rotary_cam_switches/POL/GF2003U11.pdf | Rotary cam switch GF series, ON-OFF spring return switch 3 poles 20A, for front mounting with black handle without front plate for hole Ø22mm fixing | http://datasheet.lovatoelectric.com/Rotary_cam_switches/RON/GF2003U11.pdf
GF2003U12 | GF2010U12.jpg | http://datasheet.lovatoelectric.com/Rotary_cam_switches/products_images/GF2010U12.jpg | Rotary cam switch GF series, ON-OFF spring return switch 3 poles 20A, for front mounting without front plate with key operation for hole Ø22mm fixing | http://datasheet.lovatoelectric.com/Rotary_cam_switches/ENG/GF2003U12.pdf | Commutatore a camme serie GF, interruttore con ritorno a molla 3 poli da 20A in esecuzione per montaggio frontale senza mostrina con comando a chiave e fissaggio foro diametro 22mm | http://datasheet.lovatoelectric.com/Rotary_cam_switches/ITA/GF2003U12.pdf | Łącznik krzywkowy serii GF, rozłącznik z powrotem do pozycji 0, 3 pola, 20A, do montażu tablicowego w otworze 22mm, sterowanie kluczem, bez tabliczki | http://datasheet.lovatoelectric.com/Rotary_cam_switches/POL/GF2003U12.pdf | Rotary cam switch GF series, ON-OFF spring return switch 3 poles 20A, for front mounting without front plate with key operation for hole Ø22mm fixing | http://datasheet.lovatoelectric.com/Rotary_cam_switches/RON/GF2003U12.pdf
GF2003U47 | GF2010U47.jpg | http://datasheet.lovatoelectric.com/Rotary_cam_switches/products_images/GF2010U47.jpg | Rotary cam switch GF series, ON-OFF spring return switch 3 poles 20A, for snap on front mounting with black handle for hole Ø22mm fixing, front plate 48X48mm | http://datasheet.lovatoelectric.com/Rotary_cam_switches/ENG/GF2003U47.pdf | Commutatore a camme serie GF, interruttore con ritorno a molla 3 poli da 20A in esecuzione per montaggio frontale con maniglia nera e fissaggio a scatto per foro diametro 22mm, mostrina 48x48mm | http://datasheet.lovatoelectric.com/Rotary_cam_switches/ITA/GF2003U47.pdf | Łącznik krzywkowy serii GF, rozłącznik z powrotem do pozycji 0, 3 pola, 20A, do montażu tablicowego w otworze 22mm z czarnym pokrętłem, montowanym na zatrzask do korpusu i tabliczką 48x48mm | http://datasheet.lovatoelectric.com/Rotary_cam_switches/POL/GF2003U47.pdf | Rotary cam switch GF series, ON-OFF spring return switch 3 poles 20A, for snap on front mounting with black handle for hole Ø22mm fixing, front plate 48X48mm | http://datasheet.lovatoelectric.com/Rotary_cam_switches/RON/GF2003U47.pdf
GF2005O |  |  | Rotary cam switch GF series, ON-OFF switch 1 pole 20A, for rear mounting with black handle, front plate 48X48mm | http://datasheet.lovatoelectric.com/Rotary_cam_switches/ENG/GF2005O.pdf | Commutatore a camme serie GF, interruttore 1 polo da 20A in esecuzione per montaggio a fondo quadro con maniglia nera, mostrina 48X48mm | http://datasheet.lovatoelectric.com/Rotary_cam_switches/ITA/GF2005O.pdf | Łącznik krzywkowy serii GF, rozłącznik, 1 pole, 20A, do montażu wewnątrz szafy z czarnym pokrętłem i tabliczką 48x48mm | http://datasheet.lovatoelectric.com/Rotary_cam_switches/POL/GF2005O.pdf | Rotary cam switch GF series, ON-OFF switch 1 pole 20A, for rear mounting with black handle, front plate 48X48mm | http://datasheet.lovatoelectric.com/Rotary_cam_switches/RON/GF2005O.pdf
GF2005O48 |  |  | Rotary cam switch GF series, ON-OFF switch 1 pole 20A, modular service cover for 35mm DIN reail mounting with black handle, front plate 45X54mm | http://datasheet.lovatoelectric.com/Rotary_cam_switches/ENG/GF2005O48.pdf | Commutatore a camme serie GF, interruttore 1 polo da 20A in esecuzione modulare per montaggio su guida DIN con maniglia nera, mostrina 45X54mm | http://datasheet.lovatoelectric.com/Rotary_cam_switches/ITA/GF2005O48.pdf | Łącznik krzywkowy serii GF, rozłącznik, 1 pole, 20A, wykonanie modułowe do montażu na szynie DIN 35mm, z czarnym pokrętłem i tabliczką 45x54mm | http://datasheet.lovatoelectric.com/Rotary_cam_switches/POL/GF2005O48.pdf | Rotary cam switch GF series, ON-OFF switch 1 pole 20A, modular service cover for 35mm DIN reail mounting with black handle, front plate 45X54mm | http://datasheet.lovatoelectric.com/Rotary_cam_switches/RON/GF2005O48.pdf
GF2005O88 |  |  | Rotary cam switch GF series, ON-OFF switch 1 pole 20A, for rear mounting with red/yellow handle padlockable in 0, door coupling and protection covers, front plate 48X48mm | http://datasheet.lovatoelectric.com/Rotary_cam_switches/ENG/GF2005O88.pdf | Commutatore a camme serie GF, interruttore 1 polo da 20A in esecuzione per montaggio a fondo quadro con maniglia giallo/rossa lucchettabile in 0 con funzione blocco porta e copriterminali, mostrina 48X48mm | http://datasheet.lovatoelectric.com/Rotary_cam_switches/ITA/GF2005O88.pdf | Łącznik krzywkowy serii GF, rozłącznik, 1 pole, 20A, do montażu wewnątrz szafy, z żółto/czerwonym pokrętłem blokowanym w pozycji 0, trzpieniem, osłonami zacisków i tabliczką 48x48mm | http://datasheet.lovatoelectric.com/Rotary_cam_switches/POL/GF2005O88.pdf | Rotary cam switch GF series, ON-OFF switch 1 pole 20A, for rear mounting with red/yellow handle padlockable in 0, door coupling and protection covers, front plate 48X48mm | http://datasheet.lovatoelectric.com/Rotary_cam_switches/RON/GF2005O88.pdf
GF2005U |  |  | Rotary cam switch GF series, ON-OFF switch 1 pole 20A, for front mounting with black handle, front plate 48X48mm | http://datasheet.lovatoelectric.com/Rotary_cam_switches/ENG/GF2005U.pdf | Commutatore a camme serie GF, interruttore 1 polo da 20A in esecuzione per montaggio frontale con maniglia nera, mostrina 48X48mm | http://datasheet.lovatoelectric.com/Rotary_cam_switches/ITA/GF2005U.pdf | Łącznik krzywkowy serii GF, rozłącznik, 1 pole, 20A, do montażu tablicowego, z czarnym pokrętłem i tabliczką 48x48mm | http://datasheet.lovatoelectric.com/Rotary_cam_switches/POL/GF2005U.pdf | Rotary cam switch GF series, ON-OFF switch 1 pole 20A, for front mounting with black handle, front plate 48X48mm | http://datasheet.lovatoelectric.com/Rotary_cam_switches/RON/GF2005U.pdf
GF2005U11 |  |  | Rotary cam switch GF series, ON-OFF switch 1 pole 20A, for front mounting with black handle without front plate for hole Ø22mm fixing | http://datasheet.lovatoelectric.com/Rotary_cam_switches/ENG/GF2005U11.pdf | Commutatore a camme serie GF, interruttore 1 polo da 20A in esecuzione per montaggio frontale con maniglia nera senza mostrina con fissaggio foro diametro 22mm | http://datasheet.lovatoelectric.com/Rotary_cam_switches/ITA/GF2005U11.pdf | Łącznik krzywkowy serii GF, rozłącznik, 1 pole, 20A, do montażu tablicowego w otworze 22mm, z czarnym pokrętłem bez tabliczki | http://datasheet.lovatoelectric.com/Rotary_cam_switches/POL/GF2005U11.pdf | Rotary cam switch GF series, ON-OFF switch 1 pole 20A, for front mounting with black handle without front plate for hole Ø22mm fixing | http://datasheet.lovatoelectric.com/Rotary_cam_switches/RON/GF2005U11.pdf
GF2005U12 |  |  | Rotary cam switch GF series, ON-OFF switch 1 pole 20A, for front mounting without front plate with key operation for hole Ø22mm fixing | http://datasheet.lovatoelectric.com/Rotary_cam_switches/ENG/GF2005U12.pdf | Commutatore a camme serie GF, interruttore 1 polo da 20A in esecuzione per montaggio frontale senza mostrina con comando a chiave e fissaggio foro diametro 22mm | http://datasheet.lovatoelectric.com/Rotary_cam_switches/ITA/GF2005U12.pdf | Łącznik krzywkowy serii GF, rozłącznik, 1 pole, 20A, do montażu tablicowego w otworze 22mm, sterowanie kluczem, bez tabliczki | http://datasheet.lovatoelectric.com/Rotary_cam_switches/POL/GF2005U12.pdf | Rotary cam switch GF series, ON-OFF switch 1 pole 20A, for front mounting without front plate with key operation for hole Ø22mm fixing | http://datasheet.lovatoelectric.com/Rotary_cam_switches/RON/GF2005U12.pdf
GF2005U25 |  |  | Rotary cam switch GF series, ON-OFF switch 1 pole 20A, for front mounting with red/yellow handle padlockable in 0 and protection covers, front plate 48X48mm | http://datasheet.lovatoelectric.com/Rotary_cam_switches/ENG/GF2005U25.pdf | Commutatore a camme serie GF, interruttore 1 polo da 20A in esecuzione per montaggio frontale con maniglia giallo/rossa lucchettabile in 0 e copriterminali, mostrina 48X48mm | http://datasheet.lovatoelectric.com/Rotary_cam_switches/ITA/GF2005U25.pdf | Łącznik krzywkowy serii GF, rozłącznik, 1 pole, 20A, do montażu tablicowego, z żółto/czerwonym pokrętłem blokowanym w pozycji 0, osłonami zacisków i tabliczką 48x48mm | http://datasheet.lovatoelectric.com/Rotary_cam_switches/POL/GF2005U25.pdf | Rotary cam switch GF series, ON-OFF switch 1 pole 20A, for front mounting with red/yellow handle padlockable in 0 and protection covers, front plate 48X48mm | http://datasheet.lovatoelectric.com/Rotary_cam_switches/RON/GF2005U25.pdf
GF2005U47 |  |  | Rotary cam switch GF series, ON-OFF switch 1 pole 20A, for snap on front mounting with black handle for hole Ø22mm fixing, front plate 48X48mm | http://datasheet.lovatoelectric.com/Rotary_cam_switches/ENG/GF2005U47.pdf | Commutatore a camme serie GF, interruttore 1 polo da 20A in esecuzione per montaggio frontale con maniglia nera e fissaggio a scatto per foro diametro 22mm, mostrina 48x48mm | http://datasheet.lovatoelectric.com/Rotary_cam_switches/ITA/GF2005U47.pdf | Łącznik krzywkowy serii GF, rozłącznik, 1 pole, 20A, do montażu tablicowego w otworze 22mm z czarnym pokrętłem, montowanym na zatrzask do korpusu i tabliczką 48x48mm | http://datasheet.lovatoelectric.com/Rotary_cam_switches/POL/GF2005U47.pdf | Rotary cam switch GF series, ON-OFF switch 1 pole 20A, for snap on front mounting with black handle for hole Ø22mm fixing, front plate 48X48mm | http://datasheet.lovatoelectric.com/Rotary_cam_switches/RON/GF2005U47.pdf
GF2006O |  |  | Rotary cam switch GF series, ON-OFF switch 2 poles 20A, for rear mounting with black handle, front plate 48X48mm | http://datasheet.lovatoelectric.com/Rotary_cam_switches/ENG/GF2006O.pdf | Commutatore a camme serie GF, interruttore 2 poli da 20A in esecuzione per montaggio a fondo quadro con maniglia nera, mostrina 48X48mm | http://datasheet.lovatoelectric.com/Rotary_cam_switches/ITA/GF2006O.pdf | Łącznik krzywkowy serii GF, rozłącznik, 2 pola, 20A, do montażu wewnątrz szafy z czarnym pokrętłem i tabliczką 48x48mm | http://datasheet.lovatoelectric.com/Rotary_cam_switches/POL/GF2006O.pdf | Rotary cam switch GF series, ON-OFF switch 2 poles 20A, for rear mounting with black handle, front plate 48X48mm | http://datasheet.lovatoelectric.com/Rotary_cam_switches/RON/GF2006O.pdf
GF2006O48 |  |  | Rotary cam switch GF series, ON-OFF switch 2 poles 20A, modular service cover for 35mm DIN reail mounting with black handle, front plate 45X54mm | http://datasheet.lovatoelectric.com/Rotary_cam_switches/ENG/GF2006O48.pdf | Commutatore a camme serie GF, interruttore 2 poli da 20A in esecuzione modulare per montaggio su guida DIN con maniglia nera, mostrina 45X54mm | http://datasheet.lovatoelectric.com/Rotary_cam_switches/ITA/GF2006O48.pdf | Łącznik krzywkowy serii GF, rozłącznik, 2 pola, 20A, wykonanie modułowe do montażu na szynie DIN 35mm, z czarnym pokrętłem i tabliczką 45x54mm | http://datasheet.lovatoelectric.com/Rotary_cam_switches/POL/GF2006O48.pdf | Rotary cam switch GF series, ON-OFF switch 2 poles 20A, modular service cover for 35mm DIN reail mounting with black handle, front plate 45X54mm | http://datasheet.lovatoelectric.com/Rotary_cam_switches/RON/GF2006O48.pdf
GF2006O88 |  |  | Rotary cam switch GF series, ON-OFF switch 2 poles 20A, for rear mounting with red/yellow handle padlockable in 0, door coupling and protection covers, front plate 48X48mm | http://datasheet.lovatoelectric.com/Rotary_cam_switches/ENG/GF2006O88.pdf | Commutatore a camme serie GF, interruttore 2 poli da 20A in esecuzione per montaggio a fondo quadro con maniglia giallo/rossa lucchettabile in 0 con funzione blocco porta e copriterminali, mostrina 48X48mm | http://datasheet.lovatoelectric.com/Rotary_cam_switches/ITA/GF2006O88.pdf | Łącznik krzywkowy serii GF, rozłącznik, 2 pola, 20A, do montażu wewnątrz szafy, z żółto/czerwonym pokrętłem blokowanym w pozycji 0, trzpieniem, osłonami zacisków i tabliczką 48x48mm | http://datasheet.lovatoelectric.com/Rotary_cam_switches/POL/GF2006O88.pdf | Rotary cam switch GF series, ON-OFF switch 2 poles 20A, for rear mounting with red/yellow handle padlockable in 0, door coupling and protection covers, front plate 48X48mm | http://datasheet.lovatoelectric.com/Rotary_cam_switches/RON/GF2006O88.pdf
GF2006U |  |  | Rotary cam switch GF series, ON-OFF switch 2 poles 20A, for front mounting with black handle, front plate 48X48mm | http://datasheet.lovatoelectric.com/Rotary_cam_switches/ENG/GF2006U.pdf | Commutatore a camme serie GF, interruttore 2 poli da 20A in esecuzione per montaggio frontale con maniglia nera, mostrina 48X48mm | http://datasheet.lovatoelectric.com/Rotary_cam_switches/ITA/GF2006U.pdf | Łącznik krzywkowy serii GF, rozłącznik, 2 pola, 20A, do montażu tablicowego, z czarnym pokrętłem i tabliczką 48x48mm | http://datasheet.lovatoelectric.com/Rotary_cam_switches/POL/GF2006U.pdf | Rotary cam switch GF series, ON-OFF switch 2 poles 20A, for front mounting with black handle, front plate 48X48mm | http://datasheet.lovatoelectric.com/Rotary_cam_switches/RON/GF2006U.pdf
GF2006U11 |  |  | Rotary cam switch GF series, ON-OFF switch 2 poles 20A, for front mounting with black handle without front plate for hole Ø22mm fixing | http://datasheet.lovatoelectric.com/Rotary_cam_switches/ENG/GF2006U11.pdf | Commutatore a camme serie GF, interruttore 2 poli da 20A in esecuzione per montaggio frontale con maniglia nera senza mostrina con fissaggio foro diametro 22mm | http://datasheet.lovatoelectric.com/Rotary_cam_switches/ITA/GF2006U11.pdf | Łącznik krzywkowy serii GF, rozłącznik, 2 pola, 20A, do montażu tablicowego w otworze 22mm, z czarnym pokrętłem bez tabliczki | http://datasheet.lovatoelectric.com/Rotary_cam_switches/POL/GF2006U11.pdf | Rotary cam switch GF series, ON-OFF switch 2 poles 20A, for front mounting with black handle without front plate for hole Ø22mm fixing | http://datasheet.lovatoelectric.com/Rotary_cam_switches/RON/GF2006U11.pdf
GF2006U12 |  |  | Rotary cam switch GF series, ON-OFF switch 2 poles 20A, for front mounting without front plate with key operation for hole Ø22mm fixing | http://datasheet.lovatoelectric.com/Rotary_cam_switches/ENG/GF2006U12.pdf | Commutatore a camme serie GF, interruttore 2 poli da 20A in esecuzione per montaggio frontale senza mostrina con comando a chiave e fissaggio foro diametro 22mm | http://datasheet.lovatoelectric.com/Rotary_cam_switches/ITA/GF2006U12.pdf | Łącznik krzywkowy serii GF, rozłącznik, 2 pola, 20A, do montażu tablicowego w otworze 22mm, sterowanie kluczem, bez tabliczki | http://datasheet.lovatoelectric.com/Rotary_cam_switches/POL/GF2006U12.pdf | Rotary cam switch GF series, ON-OFF switch 2 poles 20A, for front mounting without front plate with key operation for hole Ø22mm fixing | http://datasheet.lovatoelectric.com/Rotary_cam_switches/RON/GF2006U12.pdf
GF2006U25 |  |  | Rotary cam switch GF series, ON-OFF switch 2 poles 20A, for front mounting with red/yellow handle padlockable in 0 and protection covers, front plate 48X48mm | http://datasheet.lovatoelectric.com/Rotary_cam_switches/ENG/GF2006U25.pdf | Commutatore a camme serie GF, interruttore 2 poli da 20A in esecuzione per montaggio frontale con maniglia giallo/rossa lucchettabile in 0 e copriterminali, mostrina 48X48mm | http://datasheet.lovatoelectric.com/Rotary_cam_switches/ITA/GF2006U25.pdf | Łącznik krzywkowy serii GF, rozłącznik, 2 pola, 20A, do montażu tablicowego, z żółto/czerwonym pokrętłem blokowanym w pozycji 0, osłonami zacisków i tabliczką 48x48mm | http://datasheet.lovatoelectric.com/Rotary_cam_switches/POL/GF2006U25.pdf | Rotary cam switch GF series, ON-OFF switch 2 poles 20A, for front mounting with red/yellow handle padlockable in 0 and protection covers, front plate 48X48mm | http://datasheet.lovatoelectric.com/Rotary_cam_switches/RON/GF2006U25.pdf
GF2006U47 |  |  | Rotary cam switch GF series, ON-OFF switch 2 poles 20A, for snap on front mounting with black handle for hole Ø22mm fixing, front plate 48X48mm | http://datasheet.lovatoelectric.com/Rotary_cam_switches/ENG/GF2006U47.pdf | Commutatore a camme serie GF, interruttore 2 poli da 20A in esecuzione per montaggio frontale con maniglia nera e fissaggio a scatto per foro diametro 22mm, mostrina 48x48mm | http://datasheet.lovatoelectric.com/Rotary_cam_switches/ITA/GF2006U47.pdf | Łącznik krzywkowy serii GF, rozłącznik, 2 pola, 20A, do montażu tablicowego w otworze 22mm z czarnym pokrętłem, montowanym na zatrzask do korpusu i tabliczką 48x48mm | http://datasheet.lovatoelectric.com/Rotary_cam_switches/POL/GF2006U47.pdf | Rotary cam switch GF series, ON-OFF switch 2 poles 20A, for snap on front mounting with black handle for hole Ø22mm fixing, front plate 48X48mm | http://datasheet.lovatoelectric.com/Rotary_cam_switches/RON/GF2006U47.pdf
GF2007O |  |  | Rotary cam switch GF series, ON-OFF switch 3 poles 20A, for rear mounting with black handle, front plate 48X48mm | http://datasheet.lovatoelectric.com/Rotary_cam_switches/ENG/GF2007O.pdf | Commutatore a camme serie GF, interruttore 3 poli da 20A in esecuzione per montaggio a fondo quadro con maniglia nera, mostrina 48X48mm | http://datasheet.lovatoelectric.com/Rotary_cam_switches/ITA/GF2007O.pdf | Łącznik krzywkowy serii GF, rozłącznik, 3 pola, 20A, do montażu wewnątrz szafy z czarnym pokrętłem i tabliczką 48x48mm | http://datasheet.lovatoelectric.com/Rotary_cam_switches/POL/GF2007O.pdf | Rotary cam switch GF series, ON-OFF switch 3 poles 20A, for rear mounting with black handle, front plate 48X48mm | http://datasheet.lovatoelectric.com/Rotary_cam_switches/RON/GF2007O.pdf
GF2007O48 |  |  | Rotary cam switch GF series, ON-OFF switch 3 poles 20A, modular service cover for 35mm DIN reail mounting with black handle, front plate 45X54mm | http://datasheet.lovatoelectric.com/Rotary_cam_switches/ENG/GF2007O48.pdf | Commutatore a camme serie GF, interruttore 3 poli da 20A in esecuzione modulare per montaggio su guida DIN con maniglia nera, mostrina 45X54mm | http://datasheet.lovatoelectric.com/Rotary_cam_switches/ITA/GF2007O48.pdf | Łącznik krzywkowy serii GF, rozłącznik, 3 pola, 20A, wykonanie modułowe do montażu na szynie DIN 35mm, z czarnym pokrętłem i tabliczką 45x54mm | http://datasheet.lovatoelectric.com/Rotary_cam_switches/POL/GF2007O48.pdf | Rotary cam switch GF series, ON-OFF switch 3 poles 20A, modular service cover for 35mm DIN reail mounting with black handle, front plate 45X54mm | http://datasheet.lovatoelectric.com/Rotary_cam_switches/RON/GF2007O48.pdf
GF2007O88 |  |  | Rotary cam switch GF series, ON-OFF switch 3 poles 20A, for rear mounting with red/yellow handle padlockable in 0, door coupling and protection covers, front plate 48X48mm | http://datasheet.lovatoelectric.com/Rotary_cam_switches/ENG/GF2007O88.pdf | Commutatore a camme serie GF, interruttore 3 poli da 20A in esecuzione per montaggio a fondo quadro con maniglia giallo/rossa lucchettabile in 0 con funzione blocco porta e copriterminali, mostrina 48X48mm | http://datasheet.lovatoelectric.com/Rotary_cam_switches/ITA/GF2007O88.pdf | Łącznik krzywkowy serii GF, rozłącznik, 3 pola, 20A, do montażu wewnątrz szafy, z żółto/czerwonym pokrętłem blokowanym w pozycji 0, trzpieniem, osłonami zacisków i tabliczką 48x48mm | http://datasheet.lovatoelectric.com/Rotary_cam_switches/POL/GF2007O88.pdf | Rotary cam switch GF series, ON-OFF switch 3 poles 20A, for rear mounting with red/yellow handle padlockable in 0, door coupling and protection covers, front plate 48X48mm | http://datasheet.lovatoelectric.com/Rotary_cam_switches/RON/GF2007O88.pdf
GF2007U |  |  | Rotary cam switch GF series, ON-OFF switch 3 poles 20A, for front mounting with black handle, front plate 48X48mm | http://datasheet.lovatoelectric.com/Rotary_cam_switches/ENG/GF2007U.pdf | Commutatore a camme serie GF, interruttore 3 poli da 20A in esecuzione per montaggio frontale con maniglia nera, mostrina 48X48mm | http://datasheet.lovatoelectric.com/Rotary_cam_switches/ITA/GF2007U.pdf | Łącznik krzywkowy serii GF, rozłącznik, 3 pola, 20A, do montażu tablicowego, z czarnym pokrętłem i tabliczką 48x48mm | http://datasheet.lovatoelectric.com/Rotary_cam_switches/POL/GF2007U.pdf | Rotary cam switch GF series, ON-OFF switch 3 poles 20A, for front mounting with black handle, front plate 48X48mm | http://datasheet.lovatoelectric.com/Rotary_cam_switches/RON/GF2007U.pdf
GF2007U11 |  |  | Rotary cam switch GF series, ON-OFF switch 3 poles 20A, for front mounting with black handle without front plate for hole Ø22mm fixing | http://datasheet.lovatoelectric.com/Rotary_cam_switches/ENG/GF2007U11.pdf | Commutatore a camme serie GF, interruttore 3 poli da 20A in esecuzione per montaggio frontale con maniglia nera senza mostrina con fissaggio foro diametro 22mm | http://datasheet.lovatoelectric.com/Rotary_cam_switches/ITA/GF2007U11.pdf | Łącznik krzywkowy serii GF, rozłącznik, 3 pola, 20A, do montażu tablicowego w otworze 22mm, z czarnym pokrętłem bez tabliczki | http://datasheet.lovatoelectric.com/Rotary_cam_switches/POL/GF2007U11.pdf | Rotary cam switch GF series, ON-OFF switch 3 poles 20A, for front mounting with black handle without front plate for hole Ø22mm fixing | http://datasheet.lovatoelectric.com/Rotary_cam_switches/RON/GF2007U11.pdf
GF2007U12 |  |  | Rotary cam switch GF series, ON-OFF switch 3 poles 20A, for front mounting without front plate with key operation for hole Ø22mm fixing | http://datasheet.lovatoelectric.com/Rotary_cam_switches/ENG/GF2007U12.pdf | Commutatore a camme serie GF, interruttore 3 poli da 20A in esecuzione per montaggio frontale senza mostrina con comando a chiave e fissaggio foro diametro 22mm | http://datasheet.lovatoelectric.com/Rotary_cam_switches/ITA/GF2007U12.pdf | Łącznik krzywkowy serii GF, rozłącznik, 3 pola, 20A, do montażu tablicowego w otworze 22mm, sterowanie kluczem, bez tabliczki | http://datasheet.lovatoelectric.com/Rotary_cam_switches/POL/GF2007U12.pdf | Rotary cam switch GF series, ON-OFF switch 3 poles 20A, for front mounting without front plate with key operation for hole Ø22mm fixing | http://datasheet.lovatoelectric.com/Rotary_cam_switches/RON/GF2007U12.pdf
GF2007U25 |  |  | Rotary cam switch GF series, ON-OFF switch 3 poles 20A, for front mounting with red/yellow handle padlockable in 0 and protection covers, front plate 48X48mm | http://datasheet.lovatoelectric.com/Rotary_cam_switches/ENG/GF2007U25.pdf | Commutatore a camme serie GF, interruttore 3 poli da 20A in esecuzione per montaggio frontale con maniglia giallo/rossa lucchettabile in 0 e copriterminali, mostrina 48X48mm | http://datasheet.lovatoelectric.com/Rotary_cam_switches/ITA/GF2007U25.pdf | Łącznik krzywkowy serii GF, rozłącznik, 3 pola, 20A, do montażu tablicowego, z żółto/czerwonym pokrętłem blokowanym w pozycji 0, osłonami zacisków i tabliczką 48x48mm | http://datasheet.lovatoelectric.com/Rotary_cam_switches/POL/GF2007U25.pdf | Rotary cam switch GF series, ON-OFF switch 3 poles 20A, for front mounting with red/yellow handle padlockable in 0 and protection covers, front plate 48X48mm | http://datasheet.lovatoelectric.com/Rotary_cam_switches/RON/GF2007U25.pdf
GF2007U47 |  |  | Rotary cam switch GF series, ON-OFF switch 3 poles 20A, for snap on front mounting with black handle for hole Ø22mm fixing, front plate 48X48mm | http://datasheet.lovatoelectric.com/Rotary_cam_switches/ENG/GF2007U47.pdf | Commutatore a camme serie GF, interruttore 3 poli da 20A in esecuzione per montaggio frontale con maniglia nera e fissaggio a scatto per foro diametro 22mm, mostrina 48x48mm | http://datasheet.lovatoelectric.com/Rotary_cam_switches/ITA/GF2007U47.pdf | Łącznik krzywkowy serii GF, rozłącznik, 3 pola, 20A, do montażu tablicowego w otworze 22mm z czarnym pokrętłem, montowanym na zatrzask do korpusu i tabliczką 48x48mm | http://datasheet.lovatoelectric.com/Rotary_cam_switches/POL/GF2007U47.pdf | Rotary cam switch GF series, ON-OFF switch 3 poles 20A, for snap on front mounting with black handle for hole Ø22mm fixing, front plate 48X48mm | http://datasheet.lovatoelectric.com/Rotary_cam_switches/RON/GF2007U47.pdf
GF2008O |  |  | Rotary cam switch GF series, ON-OFF switch 4 poles 20A, for rear mounting with black handle, front plate 48X48mm | http://datasheet.lovatoelectric.com/Rotary_cam_switches/ENG/GF2008O.pdf | Commutatore a camme serie GF, interruttore 4 poli da 20A in esecuzione per montaggio a fondo quadro con maniglia nera, mostrina 48X48mm | http://datasheet.lovatoelectric.com/Rotary_cam_switches/ITA/GF2008O.pdf | Łącznik krzywkowy serii GF, rozłącznik, 4 pola, 20A, do montażu wewnątrz szafy z czarnym pokrętłem i tabliczką 48x48mm | http://datasheet.lovatoelectric.com/Rotary_cam_switches/POL/GF2008O.pdf | Rotary cam switch GF series, ON-OFF switch 4 poles 20A, for rear mounting with black handle, front plate 48X48mm | http://datasheet.lovatoelectric.com/Rotary_cam_switches/RON/GF2008O.pdf
GF2008O48 |  |  | Rotary cam switch GF series, ON-OFF switch 4 poles 20A, modular service cover for 35mm DIN reail mounting with black handle, front plate 45X54mm | http://datasheet.lovatoelectric.com/Rotary_cam_switches/ENG/GF2008O48.pdf | Commutatore a camme serie GF, interruttore 4 poli da 20A in esecuzione modulare per montaggio su guida DIN con maniglia nera, mostrina 45X54mm | http://datasheet.lovatoelectric.com/Rotary_cam_switches/ITA/GF2008O48.pdf | Łącznik krzywkowy serii GF, rozłącznik, 4 pola, 20A, wykonanie modułowe do montażu na szynie DIN 35mm, z czarnym pokrętłem i tabliczką 45x54mm | http://datasheet.lovatoelectric.com/Rotary_cam_switches/POL/GF2008O48.pdf | Rotary cam switch GF series, ON-OFF switch 4 poles 20A, modular service cover for 35mm DIN reail mounting with black handle, front plate 45X54mm | http://datasheet.lovatoelectric.com/Rotary_cam_switches/RON/GF2008O48.pdf
GF2008O88 |  |  | Rotary cam switch GF series, ON-OFF switch 4 poles 20A, for rear mounting with red/yellow handle padlockable in 0, door coupling and protection covers, front plate 48X48mm | http://datasheet.lovatoelectric.com/Rotary_cam_switches/ENG/GF2008O88.pdf | Commutatore a camme serie GF, interruttore 4 poli da 20A in esecuzione per montaggio a fondo quadro con maniglia giallo/rossa lucchettabile in 0 con funzione blocco porta e copriterminali, mostrina 48X48mm | http://datasheet.lovatoelectric.com/Rotary_cam_switches/ITA/GF2008O88.pdf | Łącznik krzywkowy serii GF, rozłącznik, 4 pola, 20A, do montażu wewnątrz szafy, z żółto/czerwonym pokrętłem blokowanym w pozycji 0, trzpieniem, osłonami zacisków i tabliczką 48x48mm | http://datasheet.lovatoelectric.com/Rotary_cam_switches/POL/GF2008O88.pdf | Rotary cam switch GF series, ON-OFF switch 4 poles 20A, for rear mounting with red/yellow handle padlockable in 0, door coupling and protection covers, front plate 48X48mm | http://datasheet.lovatoelectric.com/Rotary_cam_switches/RON/GF2008O88.pdf
GF2008U |  |  | Rotary cam switch GF series, ON-OFF switch 4 poles 20A, for front mounting with black handle, front plate 48X48mm | http://datasheet.lovatoelectric.com/Rotary_cam_switches/ENG/GF2008U.pdf | Commutatore a camme serie GF, interruttore 4 poli da 20A in esecuzione per montaggio frontale con maniglia nera, mostrina 48X48mm | http://datasheet.lovatoelectric.com/Rotary_cam_switches/ITA/GF2008U.pdf | Łącznik krzywkowy serii GF, rozłącznik, 4 pola, 20A, do montażu tablicowego, z czarnym pokrętłem i tabliczką 48x48mm | http://datasheet.lovatoelectric.com/Rotary_cam_switches/POL/GF2008U.pdf | Rotary cam switch GF series, ON-OFF switch 4 poles 20A, for front mounting with black handle, front plate 48X48mm | http://datasheet.lovatoelectric.com/Rotary_cam_switches/RON/GF2008U.pdf
GF2008U11 |  |  | Rotary cam switch GF series, ON-OFF switch 4 poles 20A, for front mounting with black handle without front plate for hole Ø22mm fixing | http://datasheet.lovatoelectric.com/Rotary_cam_switches/ENG/GF2008U11.pdf | Commutatore a camme serie GF, interruttore 4 poli da 20A in esecuzione per montaggio frontale con maniglia nera senza mostrina con fissaggio foro diametro 22mm | http://datasheet.lovatoelectric.com/Rotary_cam_switches/ITA/GF2008U11.pdf | Łącznik krzywkowy serii GF, rozłącznik, 4 pola, 20A, do montażu tablicowego w otworze 22mm, z czarnym pokrętłem bez tabliczki | http://datasheet.lovatoelectric.com/Rotary_cam_switches/POL/GF2008U11.pdf | Rotary cam switch GF series, ON-OFF switch 4 poles 20A, for front mounting with black handle without front plate for hole Ø22mm fixing | http://datasheet.lovatoelectric.com/Rotary_cam_switches/RON/GF2008U11.pdf
GF2008U12 |  |  | Rotary cam switch GF series, ON-OFF switch 4 poles 20A, for front mounting without front plate with key operation for hole Ø22mm fixing | http://datasheet.lovatoelectric.com/Rotary_cam_switches/ENG/GF2008U12.pdf | Commutatore a camme serie GF, interruttore 4 poli da 20A in esecuzione per montaggio frontale senza mostrina con comando a chiave e fissaggio foro diametro 22mm | http://datasheet.lovatoelectric.com/Rotary_cam_switches/ITA/GF2008U12.pdf | Łącznik krzywkowy serii GF, rozłącznik, 4 pola, 20A, do montażu tablicowego w otworze 22mm, sterowanie kluczem, bez tabliczki | http://datasheet.lovatoelectric.com/Rotary_cam_switches/POL/GF2008U12.pdf | Rotary cam switch GF series, ON-OFF switch 4 poles 20A, for front mounting without front plate with key operation for hole Ø22mm fixing | http://datasheet.lovatoelectric.com/Rotary_cam_switches/RON/GF2008U12.pdf
GF2008U25 |  |  | Rotary cam switch GF series, ON-OFF switch 4 poles 20A, for front mounting with red/yellow handle padlockable in 0 and protection covers, front plate 48X48mm | http://datasheet.lovatoelectric.com/Rotary_cam_switches/ENG/GF2008U25.pdf | Commutatore a camme serie GF, interruttore 4 poli da 20A in esecuzione per montaggio frontale con maniglia giallo/rossa lucchettabile in 0 e copriterminali, mostrina 48X48mm | http://datasheet.lovatoelectric.com/Rotary_cam_switches/ITA/GF2008U25.pdf | Łącznik krzywkowy serii GF, rozłącznik, 4 pola, 20A, do montażu tablicowego, z żółto/czerwonym pokrętłem blokowanym w pozycji 0, osłonami zacisków i tabliczką 48x48mm | http://datasheet.lovatoelectric.com/Rotary_cam_switches/POL/GF2008U25.pdf | Rotary cam switch GF series, ON-OFF switch 4 poles 20A, for front mounting with red/yellow handle padlockable in 0 and protection covers, front plate 48X48mm | http://datasheet.lovatoelectric.com/Rotary_cam_switches/RON/GF2008U25.pdf
GF2008U47 |  |  | Rotary cam switch GF series, ON-OFF switch 4 poles 20A, for snap on front mounting with black handle for hole Ø22mm fixing, front plate 48X48mm | http://datasheet.lovatoelectric.com/Rotary_cam_switches/ENG/GF2008U47.pdf | Commutatore a camme serie GF, interruttore 4 poli da 20A in esecuzione per montaggio frontale con maniglia nera e fissaggio a scatto per foro diametro 22mm, mostrina 48x48mm | http://datasheet.lovatoelectric.com/Rotary_cam_switches/ITA/GF2008U47.pdf | Łącznik krzywkowy serii GF, rozłącznik, 4 pola, 20A, do montażu tablicowego w otworze 22mm z czarnym pokrętłem, montowanym na zatrzask do korpusu i tabliczką 48x48mm | http://datasheet.lovatoelectric.com/Rotary_cam_switches/POL/GF2008U47.pdf | Rotary cam switch GF series, ON-OFF switch 4 poles 20A, for snap on front mounting with black handle for hole Ø22mm fixing, front plate 48X48mm | http://datasheet.lovatoelectric.com/Rotary_cam_switches/RON/GF2008U47.pdf
GF20107O |  |  | Rotary cam switch GF series, multi-step 0-1-2, 1 pole 20A, for rear mounting with black handle, front plate 48X48mm | http://datasheet.lovatoelectric.com/Rotary_cam_switches/ENG/GF20107O.pdf | Commutatore a camme serie GF, multivia 0-1-2 1 polo da 20A in esecuzione per montaggio a fondo quadro con maniglia nera, mostrina 48X48mm | http://datasheet.lovatoelectric.com/Rotary_cam_switches/ITA/GF20107O.pdf | Łącznik krzywkowy serii GF, wielopozycyjny 0-1-2, 1 pole, 20A, do montażu wewnątrz szafy z czarnym pokrętłem i tabliczką 48x48mm | http://datasheet.lovatoelectric.com/Rotary_cam_switches/POL/GF20107O.pdf | Rotary cam switch GF series, multi-step 0-1-2, 1 pole 20A, for rear mounting with black handle, front plate 48X48mm | http://datasheet.lovatoelectric.com/Rotary_cam_switches/RON/GF20107O.pdf
GF20107O48 |  |  | Rotary cam switch GF series, multi-step 0-1-2, 1 pole 20A, modular service cover for 35mm DIN reail mounting with black handle, front plate 45X54mm | http://datasheet.lovatoelectric.com/Rotary_cam_switches/ENG/GF20107O48.pdf | Commutatore a camme serie GF, multivia 0-1-2 1 polo da 20A in esecuzione modulare per montaggio su guida DIN con maniglia nera, mostrina 45X54mm | http://datasheet.lovatoelectric.com/Rotary_cam_switches/ITA/GF20107O48.pdf | Łącznik krzywkowy serii GF, wielopozycyjny 0-1-2, 1 pole, 20A, wykonanie modułowe do montażu na szynie DIN 35mm, z czarnym pokrętłem i tabliczką 45x54mm | http://datasheet.lovatoelectric.com/Rotary_cam_switches/POL/GF20107O48.pdf | Rotary cam switch GF series, multi-step 0-1-2, 1 pole 20A, modular service cover for 35mm DIN reail mounting with black handle, front plate 45X54mm | http://datasheet.lovatoelectric.com/Rotary_cam_switches/RON/GF20107O48.pdf
GF20107U |  |  | Rotary cam switch GF series, multi-step 0-1-2, 1 pole 20A, for front mounting with black handle, front plate 48X48mm | http://datasheet.lovatoelectric.com/Rotary_cam_switches/ENG/GF20107U.pdf | Commutatore a camme serie GF, multivia 0-1-2 1 polo da 20A in esecuzione per montaggio frontale con maniglia nera, mostrina 48X48mm | http://datasheet.lovatoelectric.com/Rotary_cam_switches/ITA/GF20107U.pdf | Łącznik krzywkowy serii GF, wielopozycyjny 0-1-2, 1 pole, 20A, do montażu tablicowego, z czarnym pokrętłem i tabliczką 48x48mm | http://datasheet.lovatoelectric.com/Rotary_cam_switches/POL/GF20107U.pdf | Rotary cam switch GF series, multi-step 0-1-2, 1 pole 20A, for front mounting with black handle, front plate 48X48mm | http://datasheet.lovatoelectric.com/Rotary_cam_switches/RON/GF20107U.pdf
GF20107U47 |  |  | Rotary cam switch GF series, multi-step 0-1-2, 1 pole 20A, for snap on front mounting with black handle for hole Ø22mm fixing, front plate 48X48mm | http://datasheet.lovatoelectric.com/Rotary_cam_switches/ENG/GF20107U47.pdf | Commutatore a camme serie GF, multivia 0-1-2 1 polo da 20A in esecuzione per montaggio frontale con maniglia nera e fissaggio a scatto per foro diametro 22mm, mostrina 48X48mm | http://datasheet.lovatoelectric.com/Rotary_cam_switches/ITA/GF20107U47.pdf | Łącznik krzywkowy serii GF, wielopozycyjny 0-1-2, 1 pole, 20A, do montażu tablicowego w otworze 22mm z czarnym pokrętłem, montowanym na zatrzask do korpusu i tabliczką 48x48mm | http://datasheet.lovatoelectric.com/Rotary_cam_switches/POL/GF20107U47.pdf | Rotary cam switch GF series, multi-step 0-1-2, 1 pole 20A, for snap on front mounting with black handle for hole Ø22mm fixing, front plate 48X48mm | http://datasheet.lovatoelectric.com/Rotary_cam_switches/RON/GF20107U47.pdf
GF20108O |  |  | Rotary cam switch GF series, multi-step 0-1-2-3, 1 pole 20A, for rear mounting with black handle, front plate 48X48mm | http://datasheet.lovatoelectric.com/Rotary_cam_switches/ENG/GF20108O.pdf | Commutatore a camme serie GF, multivia 0-1-2-3 1 polo da 20A in esecuzione per montaggio a fondo quadro con maniglia nera, mostrina 48X48mm | http://datasheet.lovatoelectric.com/Rotary_cam_switches/ITA/GF20108O.pdf | Łącznik krzywkowy serii GF, wielopozycyjny 0-1-2-3, 1 pole, 20A, do montażu wewnątrz szafy z czarnym pokrętłem i tabliczką 48x48mm | http://datasheet.lovatoelectric.com/Rotary_cam_switches/POL/GF20108O.pdf | Rotary cam switch GF series, multi-step 0-1-2-3, 1 pole 20A, for rear mounting with black handle, front plate 48X48mm | http://datasheet.lovatoelectric.com/Rotary_cam_switches/RON/GF20108O.pdf
GF20108O48 |  |  | Rotary cam switch GF series, multi-step 0-1-2-3, 1 pole 20A, modular service cover for 35mm DIN reail mounting with black handle, front plate 45X54mm | http://datasheet.lovatoelectric.com/Rotary_cam_switches/ENG/GF20108O48.pdf | Commutatore a camme serie GF, multivia 0-1-2-3 1 polo da 20A in esecuzione modulare per montaggio su guida DIN con maniglia nera, mostrina 45X54 | http://datasheet.lovatoelectric.com/Rotary_cam_switches/ITA/GF20108O48.pdf | Łącznik krzywkowy serii GF, wielopozycyjny 0-1-2-3, 1 pole, 20A, wykonanie modułowe do montażu na szynie DIN 35mm, z czarnym pokrętłem i tabliczką 45x54mm | http://datasheet.lovatoelectric.com/Rotary_cam_switches/POL/GF20108O48.pdf | Rotary cam switch GF series, multi-step 0-1-2-3, 1 pole 20A, modular service cover for 35mm DIN reail mounting with black handle, front plate 45X54mm | http://datasheet.lovatoelectric.com/Rotary_cam_switches/RON/GF20108O48.pdf
GF20108U |  |  | Rotary cam switch GF series, multi-step 0-1-2-3, 1 pole 20A, for front mounting with black handle, front plate 48X48mm | http://datasheet.lovatoelectric.com/Rotary_cam_switches/ENG/GF20108U.pdf | Commutatore a camme serie GF, multivia 0-1-2-3 1 polo da 20A in esecuzione per montaggio frontale con maniglia nera, mostrina 48X48mm | http://datasheet.lovatoelectric.com/Rotary_cam_switches/ITA/GF20108U.pdf | Łącznik krzywkowy serii GF, wielopozycyjny 0-1-2-3, 1 pole, 20A, do montażu tablicowego, z czarnym pokrętłem i tabliczką 48x48mm | http://datasheet.lovatoelectric.com/Rotary_cam_switches/POL/GF20108U.pdf | Rotary cam switch GF series, multi-step 0-1-2-3, 1 pole 20A, for front mounting with black handle, front plate 48X48mm | http://datasheet.lovatoelectric.com/Rotary_cam_switches/RON/GF20108U.pdf
GF20108U47 |  |  | Rotary cam switch GF series, multi-step 0-1-2-3, 1 pole 20A, for snap on front mounting with black handle for hole Ø22mm fixing, front plate 48X48mm | http://datasheet.lovatoelectric.com/Rotary_cam_switches/ENG/GF20108U47.pdf | Commutatore a camme serie GF, multivia 0-1-2-3 1 polo da 20A in esecuzione per montaggio frontale con maniglia nera e fissaggio a scatto per foro diametro 22mm, mostrina 48X48mm | http://datasheet.lovatoelectric.com/Rotary_cam_switches/ITA/GF20108U47.pdf | Łącznik krzywkowy serii GF, wielopozycyjny 0-1-2-3, 1 pole, 20A, do montażu tablicowego w otworze 22mm z czarnym pokrętłem, montowanym na zatrzask do korpusu i tabliczką 48x48mm | http://datasheet.lovatoelectric.com/Rotary_cam_switches/POL/GF20108U47.pdf | Rotary cam switch GF series, multi-step 0-1-2-3, 1 pole 20A, for snap on front mounting with black handle for hole Ø22mm fixing, front plate 48X48mm | http://datasheet.lovatoelectric.com/Rotary_cam_switches/RON/GF20108U47.pdf
GF20109O |  |  | Rotary cam switch GF series, multi-step 0-1-2-3-4, 1 pole 20A, for rear mounting with black handle, front plate 48X48mm | http://datasheet.lovatoelectric.com/Rotary_cam_switches/ENG/GF20109O.pdf | Commutatore a camme serie GF, multivia 0-1-2-3-4 1 polo da 20A in esecuzione per montaggio a fondo quadro con maniglia nera, mostrina 48X48 | http://datasheet.lovatoelectric.com/Rotary_cam_switches/ITA/GF20109O.pdf | Łącznik krzywkowy serii GF, wielopozycyjny 0-1-2-3-4, 1 pole, 20A, do montażu wewnątrz szafy z czarnym pokrętłem i tabliczką 48x48mm | http://datasheet.lovatoelectric.com/Rotary_cam_switches/POL/GF20109O.pdf | Rotary cam switch GF series, multi-step 0-1-2-3-4, 1 pole 20A, for rear mounting with black handle, front plate 48X48mm | http://datasheet.lovatoelectric.com/Rotary_cam_switches/RON/GF20109O.pdf
GF20109O48 |  |  | Rotary cam switch GF series, multi-step 0-1-2-3-4, 1 pole 20A, modular service cover for 35mm DIN reail mounting with black handle, front plate 45X54mm | http://datasheet.lovatoelectric.com/Rotary_cam_switches/ENG/GF20109O48.pdf | Commutatore a camme serie GF, multivia 0-1-2-3-4 1 polo da 20A in esecuzione modulare per montaggio su guida DIN con maniglia nera, mostrina 45X54mm | http://datasheet.lovatoelectric.com/Rotary_cam_switches/ITA/GF20109O48.pdf | Łącznik krzywkowy serii GF, wielopozycyjny 0-1-2-3-4, 1 pole, 20A, wykonanie modułowe do montażu na szynie DIN 35mm, z czarnym pokrętłem i tabliczką 45x54mm | http://datasheet.lovatoelectric.com/Rotary_cam_switches/POL/GF20109O48.pdf | Rotary cam switch GF series, multi-step 0-1-2-3-4, 1 pole 20A, modular service cover for 35mm DIN reail mounting with black handle, front plate 45X54mm | http://datasheet.lovatoelectric.com/Rotary_cam_switches/RON/GF20109O48.pdf
GF20109U |  |  | Rotary cam switch GF series, multi-step 0-1-2-3-4, 1 pole 20A, for front mounting with black handle, front plate 48X48mm | http://datasheet.lovatoelectric.com/Rotary_cam_switches/ENG/GF20109U.pdf | Commutatore a camme serie GF, multivia 0-1-2-3-4 1 polo da 20A in esecuzione per montaggio frontale con maniglia nera, mostrina 48X48mm | http://datasheet.lovatoelectric.com/Rotary_cam_switches/ITA/GF20109U.pdf | Łącznik krzywkowy serii GF, wielopozycyjny 0-1-2-3-4, 1 pole, 20A, do montażu tablicowego, z czarnym pokrętłem i tabliczką 48x48mm | http://datasheet.lovatoelectric.com/Rotary_cam_switches/POL/GF20109U.pdf | Rotary cam switch GF series, multi-step 0-1-2-3-4, 1 pole 20A, for front mounting with black handle, front plate 48X48mm | http://datasheet.lovatoelectric.com/Rotary_cam_switches/RON/GF20109U.pdf
GF20109U47 |  |  | Rotary cam switch GF series, multi-step 0-1-2-3-4, 1 pole 20A, for snap on front mounting with black handle for hole Ø22mm fixing, front plate 48X48mm | http://datasheet.lovatoelectric.com/Rotary_cam_switches/ENG/GF20109U47.pdf | Commutatore a camme serie GF, multivia 0-1-2-3-4 1 polo da 20A in esecuzione per montaggio frontale con maniglia nera e fissaggio a scatto per foro diametro 22mm, mostrina 48X48mm | http://datasheet.lovatoelectric.com/Rotary_cam_switches/ITA/GF20109U47.pdf | Łącznik krzywkowy serii GF, wielopozycyjny 0-1-2-3-4, 1 pole, 20A, do montażu tablicowego w otworze 22mm z czarnym pokrętłem, montowanym na zatrzask do korpusu i tabliczką 48x48mm | http://datasheet.lovatoelectric.com/Rotary_cam_switches/POL/GF20109U47.pdf | Rotary cam switch GF series, multi-step 0-1-2-3-4, 1 pole 20A, for snap on front mounting with black handle for hole Ø22mm fixing, front plate 48X48mm | http://datasheet.lovatoelectric.com/Rotary_cam_switches/RON/GF20109U47.pdf
GF2010O | GF2010O.jpg | http://datasheet.lovatoelectric.com/Rotary_cam_switches/products_images/GF2010O.jpg | Rotary cam switch GF series, ON-OFF switch 3 poles 20A, for rear mounting with black handle, front plate 48X48mm | http://datasheet.lovatoelectric.com/Rotary_cam_switches/ENG/GF2010O.pdf | Commutatore a camme serie GF, interruttore 3 poli da 20A in esecuzione per montaggio a fondo quadro con maniglia nera, mostrina 48X48mm | http://datasheet.lovatoelectric.com/Rotary_cam_switches/ITA/GF2010O.pdf | Łącznik krzywkowy serii GF, rozłącznik, 3 pola, 20A, do montażu wewnątrz szafy z czarnym pokrętłem i tabliczką 48x48mm | http://datasheet.lovatoelectric.com/Rotary_cam_switches/POL/GF2010O.pdf | Rotary cam switch GF series, ON-OFF switch 3 poles 20A, for rear mounting with black handle, front plate 48X48mm | http://datasheet.lovatoelectric.com/Rotary_cam_switches/RON/GF2010O.pdf
GF2010O48 | GF2010O48.jpg | http://datasheet.lovatoelectric.com/Rotary_cam_switches/products_images/GF2010O48.jpg | Rotary cam switch GF series, ON-OFF switch 3 poles 20A, modular service cover for 35mm DIN reail mounting with black handle, front plate 45X54mm | http://datasheet.lovatoelectric.com/Rotary_cam_switches/ENG/GF2010O48.pdf | Commutatore a camme serie GF, interruttore 3 poli da 20A in esecuzione modulare per montaggio su guida DIN con maniglia nera, mostrina 45X54mm | http://datasheet.lovatoelectric.com/Rotary_cam_switches/ITA/GF2010O48.pdf | Łącznik krzywkowy serii GF, rozłącznik, 3 pola, 20A, wykonanie modułowe do montażu na szynie DIN 35mm, z czarnym pokrętłem i tabliczką 45x54mm | http://datasheet.lovatoelectric.com/Rotary_cam_switches/POL/GF2010O48.pdf | Rotary cam switch GF series, ON-OFF switch 3 poles 20A, modular service cover for 35mm DIN reail mounting with black handle, front plate 45X54mm | http://datasheet.lovatoelectric.com/Rotary_cam_switches/RON/GF2010O48.pdf
GF2010O88 | GF2010O88.jpg | http://datasheet.lovatoelectric.com/Rotary_cam_switches/products_images/GF2010O88.jpg | Rotary cam switch GF series, ON-OFF switch 3 poles 20A, for rear mounting with red/yellow handle padlockable in 0, door coupling and protection covers, front plate 48X48mm | http://datasheet.lovatoelectric.com/Rotary_cam_switches/ENG/GF2010O88.pdf | Commutatore a camme serie GF, interruttore 3 poli da 20A in esecuzione per montaggio a fondo quadro con maniglia giallo/rossa lucchettabile in 0 con funzione blocco porta e copriterminali, mostrina 48X48mm | http://datasheet.lovatoelectric.com/Rotary_cam_switches/ITA/GF2010O88.pdf | Łącznik krzywkowy serii GF, rozłącznik, 3 pola, 20A, do montażu wewnątrz szafy, z żółto/czerwonym pokrętłem blokowanym w pozycji 0, trzpieniem, osłonami zacisków i tabliczką 48x48mm | http://datasheet.lovatoelectric.com/Rotary_cam_switches/POL/GF2010O88.pdf | Rotary cam switch GF series, ON-OFF switch 3 poles 20A, for rear mounting with red/yellow handle padlockable in 0, door coupling and protection covers, front plate 48X48mm | http://datasheet.lovatoelectric.com/Rotary_cam_switches/RON/GF2010O88.pdf
GF2010U | GF2010U.jpg | http://datasheet.lovatoelectric.com/Rotary_cam_switches/products_images/GF2010U.jpg | Rotary cam switch GF series, ON-OFF switch 3 poles 20A, for front mounting with black handle, front plate 48X48mm | http://datasheet.lovatoelectric.com/Rotary_cam_switches/ENG/GF2010U.pdf | Commutatore a camme serie GF, interruttore 3 poli da 20A in esecuzione per montaggio frontale con maniglia nera, mostrina 48X48mm | http://datasheet.lovatoelectric.com/Rotary_cam_switches/ITA/GF2010U.pdf | Łącznik krzywkowy serii GF, rozłącznik, 3 pola, 20A, do montażu tablicowego, z czarnym pokrętłem i tabliczką 48x48mm | http://datasheet.lovatoelectric.com/Rotary_cam_switches/POL/GF2010U.pdf | Rotary cam switch GF series, ON-OFF switch 3 poles 20A, for front mounting with black handle, front plate 48X48mm | http://datasheet.lovatoelectric.com/Rotary_cam_switches/RON/GF2010U.pdf
GF2010U11 | GF2010U11.jpg | http://datasheet.lovatoelectric.com/Rotary_cam_switches/products_images/GF2010U11.jpg | Rotary cam switch GF series, ON-OFF switch 3 poles 20A, for front mounting with black handle without front plate for hole Ø22mm fixing | http://datasheet.lovatoelectric.com/Rotary_cam_switches/ENG/GF2010U11.pdf | Commutatore a camme serie GF, interruttore 3 poli da 20A in esecuzione per montaggio frontale con maniglia nera senza mostrina con fissaggio foro diametro 22mm | http://datasheet.lovatoelectric.com/Rotary_cam_switches/ITA/GF2010U11.pdf | Łącznik krzywkowy serii GF, rozłącznik, 3 pola, 20A, do montażu tablicowego w otworze 22mm, z czarnym pokrętłem bez tabliczki | http://datasheet.lovatoelectric.com/Rotary_cam_switches/POL/GF2010U11.pdf | Rotary cam switch GF series, ON-OFF switch 3 poles 20A, for front mounting with black handle without front plate for hole Ø22mm fixing | http://datasheet.lovatoelectric.com/Rotary_cam_switches/RON/GF2010U11.pdf
GF2010U12 | GF2010U12.jpg | http://datasheet.lovatoelectric.com/Rotary_cam_switches/products_images/GF2010U12.jpg | Rotary cam switch GF series, ON-OFF switch 3 poles 20A, for front mounting without front plate with key operation for hole Ø22mm fixing | http://datasheet.lovatoelectric.com/Rotary_cam_switches/ENG/GF2010U12.pdf | Commutatore a camme serie GF, interruttore 3 poli da 20A in esecuzione per montaggio frontale senza mostrina con comando a chiave e fissaggio foro diametro 22mm | http://datasheet.lovatoelectric.com/Rotary_cam_switches/ITA/GF2010U12.pdf | Łącznik krzywkowy serii GF, rozłącznik, 3 pola, 20A, do montażu tablicowego w otworze 22mm, sterowanie kluczem, bez tabliczki | http://datasheet.lovatoelectric.com/Rotary_cam_switches/POL/GF2010U12.pdf | Rotary cam switch GF series, ON-OFF switch 3 poles 20A, for front mounting without front plate with key operation for hole Ø22mm fixing | http://datasheet.lovatoelectric.com/Rotary_cam_switches/RON/GF2010U12.pdf
GF2010U25 | GF2010U25.jpg | http://datasheet.lovatoelectric.com/Rotary_cam_switches/products_images/GF2010U25.jpg | Rotary cam switch GF series, ON-OFF switch 3 poles 20A, for front mounting with red/yellow handle padlockable in 0 and protection covers, front plate 48X48mm | http://datasheet.lovatoelectric.com/Rotary_cam_switches/ENG/GF2010U25.pdf | Commutatore a camme serie GF, interruttore 3 poli da 20A in esecuzione per montaggio frontale con maniglia giallo/rossa lucchettabile in 0 e copriterminali, mostrina 48X48mm | http://datasheet.lovatoelectric.com/Rotary_cam_switches/ITA/GF2010U25.pdf | Łącznik krzywkowy serii GF, rozłącznik, 3 pola, 20A, do montażu tablicowego, z żółto/czerwonym pokrętłem blokowanym w pozycji 0, osłonami zacisków i tabliczką 48x48mm | http://datasheet.lovatoelectric.com/Rotary_cam_switches/POL/GF2010U25.pdf | Rotary cam switch GF series, ON-OFF switch 3 poles 20A, for front mounting with red/yellow handle padlockable in 0 and protection covers, front plate 48X48mm | http://datasheet.lovatoelectric.com/Rotary_cam_switches/RON/GF2010U25.pdf
GF2010U47 | GF2010U47.jpg | http://datasheet.lovatoelectric.com/Rotary_cam_switches/products_images/GF2010U47.jpg | Rotary cam switch GF series, ON-OFF switch 3 poles 20A, for snap on front mounting with black handle for hole Ø22mm fixing, front plate 48X48mm | http://datasheet.lovatoelectric.com/Rotary_cam_switches/ENG/GF2010U47.pdf | Commutatore a camme serie GF, interruttore 3 poli da 20A in esecuzione per montaggio frontale con maniglia nera e fissaggio a scatto per foro diametro 22mm, mostrina 48x48mm | http://datasheet.lovatoelectric.com/Rotary_cam_switches/ITA/GF2010U47.pdf | Łącznik krzywkowy serii GF, rozłącznik, 3 pola, 20A, do montażu tablicowego w otworze 22mm z czarnym pokrętłem, montowanym na zatrzask do korpusu i tabliczką 48x48mm | http://datasheet.lovatoelectric.com/Rotary_cam_switches/POL/GF2010U47.pdf | Rotary cam switch GF series, ON-OFF switch 3 poles 20A, for snap on front mounting with black handle for hole Ø22mm fixing, front plate 48X48mm | http://datasheet.lovatoelectric.com/Rotary_cam_switches/RON/GF2010U47.pdf
GF20110O |  |  | Rotary cam switch GF series, multi-step 0-1-2-3-4-5, 1 pole 20A, for rear mounting with black handle, front plate 48X48mm | http://datasheet.lovatoelectric.com/Rotary_cam_switches/ENG/GF20110O.pdf | Commutatore a camme serie GF, multivia 0-1-2-3-4-5 1 polo da 20A in esecuzione per montaggio a fondo quadro con maniglia nera, mostrina 48X48 | http://datasheet.lovatoelectric.com/Rotary_cam_switches/ITA/GF20110O.pdf | Łącznik krzywkowy serii GF, wielopozycyjny 0-1-2-3-4-5, 1 pole, 20A, do montażu wewnątrz szafy z czarnym pokrętłem i tabliczką 48x48mm | http://datasheet.lovatoelectric.com/Rotary_cam_switches/POL/GF20110O.pdf | Rotary cam switch GF series, multi-step 0-1-2-3-4-5, 1 pole 20A, for rear mounting with black handle, front plate 48X48mm | http://datasheet.lovatoelectric.com/Rotary_cam_switches/RON/GF20110O.pdf
GF20110O48 |  |  | Rotary cam switch GF series, multi-step 0-1-2-3-4-5, 1 pole 20A, modular service cover for 35mm DIN reail mounting with black handle, front plate 45X54mm | http://datasheet.lovatoelectric.com/Rotary_cam_switches/ENG/GF20110O48.pdf | Commutatore a camme serie GF, multivia 0-1-2-3-4-5 1 polo da 20A in esecuzione modulare per montaggio su guida DIN con maniglia nera, mostrina 45X54mm | http://datasheet.lovatoelectric.com/Rotary_cam_switches/ITA/GF20110O48.pdf | Łącznik krzywkowy serii GF, wielopozycyjny 0-1-2-3-4-5, 1 pole, 20A, wykonanie modułowe do montażu na szynie DIN 35mm, z czarnym pokrętłem i tabliczką 45x54mm | http://datasheet.lovatoelectric.com/Rotary_cam_switches/POL/GF20110O48.pdf | Rotary cam switch GF series, multi-step 0-1-2-3-4-5, 1 pole 20A, modular service cover for 35mm DIN reail mounting with black handle, front plate 45X54mm | http://datasheet.lovatoelectric.com/Rotary_cam_switches/RON/GF20110O48.pdf
GF20110U |  |  | Rotary cam switch GF series, multi-step 0-1-2-3-4-5, 1 pole 20A, for front mounting with black handle, front plate 48X48mm | http://datasheet.lovatoelectric.com/Rotary_cam_switches/ENG/GF20110U.pdf | Commutatore a camme serie GF, multivia 0-1-2-3-4-5 1 polo da 20A in esecuzione per montaggio frontale con maniglia nera, mostrina 48X48mm | http://datasheet.lovatoelectric.com/Rotary_cam_switches/ITA/GF20110U.pdf | Łącznik krzywkowy serii GF, wielopozycyjny 0-1-2-3-4-5, 1 pole, 20A, do montażu tablicowego, z czarnym pokrętłem i tabliczką 48x48mm | http://datasheet.lovatoelectric.com/Rotary_cam_switches/POL/GF20110U.pdf | Rotary cam switch GF series, multi-step 0-1-2-3-4-5, 1 pole 20A, for front mounting with black handle, front plate 48X48mm | http://datasheet.lovatoelectric.com/Rotary_cam_switches/RON/GF20110U.pdf
GF20110U47 |  |  | Rotary cam switch GF series, multi-step 0-1-2-3-4-5, 1 pole 20A, for snap on front mounting with black handle for hole Ø22mm fixing, front plate 48X48mm | http://datasheet.lovatoelectric.com/Rotary_cam_switches/ENG/GF20110U47.pdf | Commutatore a camme serie GF, multivia 0-1-2-3-4-5 1 polo da 20A in esecuzione per montaggio frontale con maniglia nera e fissaggio a scatto per foro diametro 22mm, mostrina 48X48mm | http://datasheet.lovatoelectric.com/Rotary_cam_switches/ITA/GF20110U47.pdf | Łącznik krzywkowy serii GF, wielopozycyjny 0-1-2-3-4-5, 1 pole, 20A, do montażu tablicowego w otworze 22mm z czarnym pokrętłem, montowanym na zatrzask do korpusu i tabliczką 48x48mm | http://datasheet.lovatoelectric.com/Rotary_cam_switches/POL/GF20110U47.pdf | Rotary cam switch GF series, multi-step 0-1-2-3-4-5, 1 pole 20A, for snap on front mounting with black handle for hole Ø22mm fixing, front plate 48X48mm | http://datasheet.lovatoelectric.com/Rotary_cam_switches/RON/GF20110U47.pdf
GF2011O |  |  | Rotary cam switch GF series, 3-phase motor reversing switch 20A, for rear mounting with black handle, front plate 48X48mm | http://datasheet.lovatoelectric.com/Rotary_cam_switches/ENG/GF2011O.pdf | Commutatore a camme serie GF, invertitore di marcia trifase da 20A in esecuzione per montaggio a fondo quadro con maniglia nera, mostrina 48X48mm | http://datasheet.lovatoelectric.com/Rotary_cam_switches/ITA/GF2011O.pdf | Łącznik krzywkowy serii GF, przełącznik zmiany kierunku obrotów silnika 3 fazowego, 20A, do montażu wewnątrz szafy z czarnym pokrętłem i tabliczką 48x48mm | http://datasheet.lovatoelectric.com/Rotary_cam_switches/POL/GF2011O.pdf | Rotary cam switch GF series, 3-phase motor reversing switch 20A, for rear mounting with black handle, front plate 48X48mm | http://datasheet.lovatoelectric.com/Rotary_cam_switches/RON/GF2011O.pdf
GF2011O48 |  |  | Rotary cam switch GF series, 3-phase motor reversing switch 20A, modular service cover for 35mm DIN reail mounting with black handle, front plate 45X54mm | http://datasheet.lovatoelectric.com/Rotary_cam_switches/ENG/GF2011O48.pdf | Commutatore a camme serie GF, invertitore di marcia trifase da 20A in esecuzione modulare per montaggio su guida DIN con maniglia nera, mostrina 45X54mm | http://datasheet.lovatoelectric.com/Rotary_cam_switches/ITA/GF2011O48.pdf | Łącznik krzywkowy serii GF, przełącznik zmiany kierunku obrotów silnika 3 fazowego, 20A, wykonanie modułowe do montażu na szynie DIN 35mm, z czarnym pokrętłem i tabliczką 45x54mm | http://datasheet.lovatoelectric.com/Rotary_cam_switches/POL/GF2011O48.pdf | Rotary cam switch GF series, 3-phase motor reversing switch 20A, modular service cover for 35mm DIN reail mounting with black handle, front plate 45X54mm | http://datasheet.lovatoelectric.com/Rotary_cam_switches/RON/GF2011O48.pdf
GF2011O88 |  |  | Rotary cam switch GF series, 3-phase motor reversing switch 20A, for rear mounting with red/yellow handle padlockable in 0, door coupling and protection covers, front plate 48X48mm | http://datasheet.lovatoelectric.com/Rotary_cam_switches/ENG/GF2011O88.pdf | Commutatore a camme serie GF, invertitore di marcia trifase da 20A in esecuzione per montaggio a fondo quadro con maniglia giallo/rossa lucchettabile in 0 con funzione blocco porta e copriterminali, mostrina 48X48mm | http://datasheet.lovatoelectric.com/Rotary_cam_switches/ITA/GF2011O88.pdf | Łącznik krzywkowy serii GF, przełącznik zmiany kierunku obrotów silnika 3 fazowego, 20A, do montażu wewnątrz szafy, z żółto/czerwonym pokrętłem blokowanym w pozycji 0, trzpieniem, osłonami zacisków i tabliczką 48x48mm | http://datasheet.lovatoelectric.com/Rotary_cam_switches/POL/GF2011O88.pdf | Rotary cam switch GF series, 3-phase motor reversing switch 20A, for rear mounting with red/yellow handle padlockable in 0, door coupling and protection covers, front plate 48X48mm | http://datasheet.lovatoelectric.com/Rotary_cam_switches/RON/GF2011O88.pdf
GF2011U |  |  | Rotary cam switch GF series, 3-phase motor reversing switch 20A, for front mounting with black handle, front plate 48X48mm | http://datasheet.lovatoelectric.com/Rotary_cam_switches/ENG/GF2011U.pdf | Commutatore a camme serie GF, invertitore di marcia trifase da 20A in esecuzione per montaggio frontale con maniglia nera, mostrina 48X48mm | http://datasheet.lovatoelectric.com/Rotary_cam_switches/ITA/GF2011U.pdf | Łącznik krzywkowy serii GF, przełącznik zmiany kierunku obrotów silnika 3 fazowego, 20A, do montażu tablicowego, z czarnym pokrętłem i tabliczką 48x48mm | http://datasheet.lovatoelectric.com/Rotary_cam_switches/POL/GF2011U.pdf | Rotary cam switch GF series, 3-phase motor reversing switch 20A, for front mounting with black handle, front plate 48X48mm | http://datasheet.lovatoelectric.com/Rotary_cam_switches/RON/GF2011U.pdf
GF2011U25 |  |  | Rotary cam switch GF series, 3-phase motor reversing switch 20A, for front mounting with red/yellow handle padlockable in 0 and protection covers, front plate 48X48mm | http://datasheet.lovatoelectric.com/Rotary_cam_switches/ENG/GF2011U25.pdf | Commutatore a camme serie GF, invertitore di marcia monofase con ritorno a molla da 20A in esecuzione per montaggio frontale con maniglia giallo/rossa lucchettabile in 0 e copriterminali, mostrina 48X48mm | http://datasheet.lovatoelectric.com/Rotary_cam_switches/ITA/GF2011U25.pdf | Łącznik krzywkowy serii GF, przełącznik zmiany kierunku obrotów silnika 3 fazowego, 20A, do montażu tablicowego, z żółto/czerwonym pokrętłem blokowanym w pozycji 0, osłonami zacisków i tabliczką 48x48mm | http://datasheet.lovatoelectric.com/Rotary_cam_switches/POL/GF2011U25.pdf | Rotary cam switch GF series, 3-phase motor reversing switch 20A, for front mounting with red/yellow handle padlockable in 0 and protection covers, front plate 48X48mm | http://datasheet.lovatoelectric.com/Rotary_cam_switches/RON/GF2011U25.pdf
GF2011U47 |  |  | Rotary cam switch GF series, 3-phase motor reversing switch 20A, modular service cover for 35mm DIN reail mounting with black handle, front plate 48X48mm | http://datasheet.lovatoelectric.com/Rotary_cam_switches/ENG/GF2011U47.pdf | Commutatore a camme serie GF, invertitore di marcia trifase da 20A in esecuzione modulare per montaggio su guida DIN con maniglia nera, mostrina 48X48mm | http://datasheet.lovatoelectric.com/Rotary_cam_switches/ITA/GF2011U47.pdf | Łącznik krzywkowy serii GF, przełącznik zmiany kierunku obrotów silnika 3 fazowego, 20A, wykonanie do montażu tablicowego, z czarnym pokrętłem, montowanym na zatrzask i tabliczką 48x48mm | http://datasheet.lovatoelectric.com/Rotary_cam_switches/POL/GF2011U47.pdf | Rotary cam switch GF series, 3-phase motor reversing switch 20A, modular service cover for 35mm DIN reail mounting with black handle, front plate 48X48mm | http://datasheet.lovatoelectric.com/Rotary_cam_switches/RON/GF2011U47.pdf
GF20123O |  |  | Rotary cam switch GF series, multi-step 0-1-2, 2 poles 20A, for rear mounting with black handle, front plate 48X48mm | http://datasheet.lovatoelectric.com/Rotary_cam_switches/ENG/GF20123O.pdf | Commutatore a camme serie GF, multivia 0-1-2 2 poli da 20A in esecuzione per montaggio a fondo quadro con maniglia nera, mostrina 48X48mm | http://datasheet.lovatoelectric.com/Rotary_cam_switches/ITA/GF20123O.pdf | Łącznik krzywkowy serii GF, wielopozycyjny 0-1-2, 2 pola, 20A, do montażu wewnątrz szafy z czarnym pokrętłem i tabliczką 48x48mm | http://datasheet.lovatoelectric.com/Rotary_cam_switches/POL/GF20123O.pdf | Rotary cam switch GF series, multi-step 0-1-2, 2 poles 20A, for rear mounting with black handle, front plate 48X48mm | http://datasheet.lovatoelectric.com/Rotary_cam_switches/RON/GF20123O.pdf
GF20123O48 |  |  | Rotary cam switch GF series, multi-step 0-1-2, 2 poles 20A, modular service cover for 35mm DIN reail mounting with black handle, front plate 45X54mm | http://datasheet.lovatoelectric.com/Rotary_cam_switches/ENG/GF20123O48.pdf | Commutatore a camme serie GF, multivia 0-1-2 2 poli da 20A in esecuzione modulare per montaggio su guida DIN con maniglia nera, mostrina 45X54mm | http://datasheet.lovatoelectric.com/Rotary_cam_switches/ITA/GF20123O48.pdf | Łącznik krzywkowy serii GF, wielopozycyjny 0-1-2, 2 pola, 20A, wykonanie modułowe do montażu na szynie DIN 35mm, z czarnym pokrętłem i tabliczką 45x54mm | http://datasheet.lovatoelectric.com/Rotary_cam_switches/POL/GF20123O48.pdf | Rotary cam switch GF series, multi-step 0-1-2, 2 poles 20A, modular service cover for 35mm DIN reail mounting with black handle, front plate 45X54mm | http://datasheet.lovatoelectric.com/Rotary_cam_switches/RON/GF20123O48.pdf
GF20123U |  |  | Rotary cam switch GF series, multi-step 0-1-2, 2 poles 20A, for front mounting with black handle, front plate 48X48mm | http://datasheet.lovatoelectric.com/Rotary_cam_switches/ENG/GF20123U.pdf | Commutatore a camme serie GF, multivia 0-1-2 2 poli da 20A in esecuzione per montaggio frontale con maniglia nera, mostrina 48X48mm | http://datasheet.lovatoelectric.com/Rotary_cam_switches/ITA/GF20123U.pdf | Łącznik krzywkowy serii GF, wielopozycyjny 0-1-2, 2 pola, 20A, do montażu tablicowego, z czarnym pokrętłem i tabliczką 48x48mm | http://datasheet.lovatoelectric.com/Rotary_cam_switches/POL/GF20123U.pdf | Rotary cam switch GF series, multi-step 0-1-2, 2 poles 20A, for front mounting with black handle, front plate 48X48mm | http://datasheet.lovatoelectric.com/Rotary_cam_switches/RON/GF20123U.pdf
GF20123U47 |  |  | Rotary cam switch GF series, multi-step 0-1-2, 2 poles 20A, for snap on front mounting with black handle for hole Ø22mm fixing, front plate 48X48mm | http://datasheet.lovatoelectric.com/Rotary_cam_switches/ENG/GF20123U47.pdf | Commutatore a camme serie GF, multivia 0-1-2 2 poli da 20A in esecuzione per montaggio frontale con maniglia nera e fissaggio a scatto per foro diametro 22mm, mostrina 48X48mm | http://datasheet.lovatoelectric.com/Rotary_cam_switches/ITA/GF20123U47.pdf | Łącznik krzywkowy serii GF, wielopozycyjny 0-1-2, 2 pola, 20A, do montażu tablicowego w otworze 22mm z czarnym pokrętłem, montowanym na zatrzask do korpusu i tabliczką 48x48mm | http://datasheet.lovatoelectric.com/Rotary_cam_switches/POL/GF20123U47.pdf | Rotary cam switch GF series, multi-step 0-1-2, 2 poles 20A, for snap on front mounting with black handle for hole Ø22mm fixing, front plate 48X48mm | http://datasheet.lovatoelectric.com/Rotary_cam_switches/RON/GF20123U47.pdf
GF20124O |  |  | Rotary cam switch GF series, multi-step 0-1-2-3, 2 poles 20A, for rear mounting with black handle, front plate 48X48mm | http://datasheet.lovatoelectric.com/Rotary_cam_switches/ENG/GF20124O.pdf | Commutatore a camme serie GF, multivia 0-1-2-3 2 poli da 20A in esecuzione per montaggio a fondo quadro con maniglia nera, mostrina 48X48mm | http://datasheet.lovatoelectric.com/Rotary_cam_switches/ITA/GF20124O.pdf | Łącznik krzywkowy serii GF, wielopozycyjny 0-1-2-3, 2 pola, 20A, do montażu wewnątrz szafy z czarnym pokrętłem i tabliczką 48x48mm | http://datasheet.lovatoelectric.com/Rotary_cam_switches/POL/GF20124O.pdf | Rotary cam switch GF series, multi-step 0-1-2-3, 2 poles 20A, for rear mounting with black handle, front plate 48X48mm | http://datasheet.lovatoelectric.com/Rotary_cam_switches/RON/GF20124O.pdf
GF20124O48 |  |  | Rotary cam switch GF series, multi-step 0-1-2-3, 2 poles 20A, modular service cover for 35mm DIN reail mounting with black handle, front plate 45X54mm | http://datasheet.lovatoelectric.com/Rotary_cam_switches/ENG/GF20124O48.pdf | Commutatore a camme serie GF, multivia 0-1-2-3 2 poli da 20A in esecuzione modulare per montaggio su guida DIN con maniglia nera, mostrina 45X54mm | http://datasheet.lovatoelectric.com/Rotary_cam_switches/ITA/GF20124O48.pdf | Łącznik krzywkowy serii GF, wielopozycyjny 0-1-2-3, 2 pola, 20A, wykonanie modułowe do montażu na szynie DIN 35mm, z czarnym pokrętłem i tabliczką 45x54mm | http://datasheet.lovatoelectric.com/Rotary_cam_switches/POL/GF20124O48.pdf | Rotary cam switch GF series, multi-step 0-1-2-3, 2 poles 20A, modular service cover for 35mm DIN reail mounting with black handle, front plate 45X54mm | http://datasheet.lovatoelectric.com/Rotary_cam_switches/RON/GF20124O48.pdf
GF20124U |  |  | Rotary cam switch GF series, multi-step 0-1-2-3, 2 poles 20A, for front mounting with black handle, front plate 48X48mm | http://datasheet.lovatoelectric.com/Rotary_cam_switches/ENG/GF20124U.pdf | Commutatore a camme serie GF, multivia 0-1-2-3 2 poli da 20A in esecuzione per montaggio frontale con maniglia nera, mostrina 48X48mm | http://datasheet.lovatoelectric.com/Rotary_cam_switches/ITA/GF20124U.pdf | Łącznik krzywkowy serii GF, wielopozycyjny 0-1-2-3, 2 pola, 20A, do montażu tablicowego, z czarnym pokrętłem i tabliczką 48x48mm | http://datasheet.lovatoelectric.com/Rotary_cam_switches/POL/GF20124U.pdf | Rotary cam switch GF series, multi-step 0-1-2-3, 2 poles 20A, for front mounting with black handle, front plate 48X48mm | http://datasheet.lovatoelectric.com/Rotary_cam_switches/RON/GF20124U.pdf
GF20124U47 |  |  | Rotary cam switch GF series, multi-step 0-1-2-3, 2 poles 20A, for snap on front mounting with black handle for hole Ø22mm fixing, front plate 48X48mm | http://datasheet.lovatoelectric.com/Rotary_cam_switches/ENG/GF20124U47.pdf | Commutatore a camme serie GF, multivia 0-1-2-3 2 poli da 20A in esecuzione per montaggio frontale con maniglia nera e fissaggio a scatto per foro diametro 22mm, mostrina 48X48mm | http://datasheet.lovatoelectric.com/Rotary_cam_switches/ITA/GF20124U47.pdf | Łącznik krzywkowy serii GF, wielopozycyjny 0-1-2-3, 2 pola, 20A, do montażu tablicowego w otworze 22mm z czarnym pokrętłem, montowanym na zatrzask do korpusu i tabliczką 48x48mm | http://datasheet.lovatoelectric.com/Rotary_cam_switches/POL/GF20124U47.pdf | Rotary cam switch GF series, multi-step 0-1-2-3, 2 poles 20A, for snap on front mounting with black handle for hole Ø22mm fixing, front plate 48X48mm | http://datasheet.lovatoelectric.com/Rotary_cam_switches/RON/GF20124U47.pdf
GF2012O |  |  | Rotary cam switch GF series, star-delta motor starter switch 20A, for rear mounting with black handle, front plate 48X48mm | http://datasheet.lovatoelectric.com/Rotary_cam_switches/ENG/GF2012O.pdf | Commutatore a camme serie GF, avviatore stella-triangolo da 20A in esecuzione per montaggio a fondo quadro con maniglia nera, mostrina 48X48mm | http://datasheet.lovatoelectric.com/Rotary_cam_switches/ITA/GF2012O.pdf | Łącznik krzywkowy serii GF, przełącznik gwiazda-trójkąt, 20A, do montażu wewnątrz szafy z czarnym pokrętłem i tabliczką 48x48mm | http://datasheet.lovatoelectric.com/Rotary_cam_switches/POL/GF2012O.pdf | Rotary cam switch GF series, star-delta motor starter switch 20A, for rear mounting with black handle, front plate 48X48mm | http://datasheet.lovatoelectric.com/Rotary_cam_switches/RON/GF2012O.pdf
GF2012O48 |  |  | Rotary cam switch GF series, star-delta motor starter switch 20A, modular service cover for 35mm DIN reail mounting with black handle, front plate 45X54mm | http://datasheet.lovatoelectric.com/Rotary_cam_switches/ENG/GF2012O48.pdf | Commutatore a camme serie GF, avviatore stella-triangolo da 20A in esecuzione modulare per montaggio su guida DIN con maniglia nera, mostrina 45X54mm | http://datasheet.lovatoelectric.com/Rotary_cam_switches/ITA/GF2012O48.pdf | Łącznik krzywkowy serii GF, przełącznik gwiazda-trójkąt, 20A, wykonanie modułowe do montażu na szynie DIN 35mm, z czarnym pokrętłem i tabliczką 45x54mm | http://datasheet.lovatoelectric.com/Rotary_cam_switches/POL/GF2012O48.pdf | Rotary cam switch GF series, star-delta motor starter switch 20A, modular service cover for 35mm DIN reail mounting with black handle, front plate 45X54mm | http://datasheet.lovatoelectric.com/Rotary_cam_switches/RON/GF2012O48.pdf
GF2012O88 |  |  | Rotary cam switch GF series, star-delta motor starter switch 20A, for rear mounting with red/yellow handle padlockable in 0, door coupling and protection covers, front plate 48X48mm | http://datasheet.lovatoelectric.com/Rotary_cam_switches/ENG/GF2012O88.pdf | Commutatore a camme serie GF, avviatore stella-triangolo da 20A in esecuzione per montaggio a fondo quadro con maniglia giallo/rossa lucchettabile in 0 con funzione blocco porta e copriterminali, mostrina 48X48mm | http://datasheet.lovatoelectric.com/Rotary_cam_switches/ITA/GF2012O88.pdf | Łącznik krzywkowy serii GF, przełącznik gwiazda-trójkąt, 20A, do montażu wewnątrz szafy, z żółto/czerwonym pokrętłem blokowanym w pozycji 0, trzpieniem, osłonami zacisków i tabliczką 48x48mm | http://datasheet.lovatoelectric.com/Rotary_cam_switches/POL/GF2012O88.pdf | Rotary cam switch GF series, star-delta motor starter switch 20A, for rear mounting with red/yellow handle padlockable in 0, door coupling and protection covers, front plate 48X48mm | http://datasheet.lovatoelectric.com/Rotary_cam_switches/RON/GF2012O88.pdf
GF2012U |  |  | Rotary cam switch GF series, star-delta motor starter switch 20A, for front mounting with black handle, front plate 48X48mm | http://datasheet.lovatoelectric.com/Rotary_cam_switches/ENG/GF2012U.pdf | Commutatore a camme serie GF, avviatore stella-triangolo da 20A in esecuzione per montaggio frontale con maniglia nera, mostrina 48X48mm | http://datasheet.lovatoelectric.com/Rotary_cam_switches/ITA/GF2012U.pdf | Łącznik krzywkowy serii GF, przełącznik gwiazda-trójkąt, 20A, do montażu tablicowego, z czarnym pokrętłem i tabliczką 48x48mm | http://datasheet.lovatoelectric.com/Rotary_cam_switches/POL/GF2012U.pdf | Rotary cam switch GF series, star-delta motor starter switch 20A, for front mounting with black handle, front plate 48X48mm | http://datasheet.lovatoelectric.com/Rotary_cam_switches/RON/GF2012U.pdf
GF2012U25 |  |  | Rotary cam switch GF series, star-delta motor starter switch 20A, for front mounting with red/yellow handle padlockable in 0 and protection covers, front plate 48X48mm | http://datasheet.lovatoelectric.com/Rotary_cam_switches/ENG/GF2012U25.pdf | Commutatore a camme serie GF, avviatore stella-triangolo da 20A in esecuzione per montaggio frontale con maniglia giallo/rossa lucchettabile in 0 e copriterminali, mostrina 48X48mm | http://datasheet.lovatoelectric.com/Rotary_cam_switches/ITA/GF2012U25.pdf | Łącznik krzywkowy serii GF, przełącznik gwiazda-trójkąt, 20A, do montażu tablicowego, z żółto/czerwonym pokrętłem blokowanym w pozycji 0, osłonami zacisków i tabliczką 48x48mm | http://datasheet.lovatoelectric.com/Rotary_cam_switches/POL/GF2012U25.pdf | Rotary cam switch GF series, star-delta motor starter switch 20A, for front mounting with red/yellow handle padlockable in 0 and protection covers, front plate 48X48mm | http://datasheet.lovatoelectric.com/Rotary_cam_switches/RON/GF2012U25.pdf
GF2012U47 |  |  | Rotary cam switch GF series, star-delta motor starter switch 20A, modular service cover for 35mm DIN reail mounting with black handle, front plate 48X48mm | http://datasheet.lovatoelectric.com/Rotary_cam_switches/ENG/GF2012U47.pdf | Commutatore a camme serie GF, avviatore stella-triangolo da 20A in esecuzione modulare per montaggio su guida DIN con maniglia nera, mostrina 48X48mm | http://datasheet.lovatoelectric.com/Rotary_cam_switches/ITA/GF2012U47.pdf | Łącznik krzywkowy serii GF, przełącznik gwiazda-trójkąt, 20A, wykonanie do montażu tablicowego, z czarnym pokrętłem, montowanym na zatrzask i tabliczką 48x48mm | http://datasheet.lovatoelectric.com/Rotary_cam_switches/POL/GF2012U47.pdf | Rotary cam switch GF series, star-delta motor starter switch 20A, modular service cover for 35mm DIN reail mounting with black handle, front plate 48X48mm | http://datasheet.lovatoelectric.com/Rotary_cam_switches/RON/GF2012U47.pdf
GF20135O |  |  | Rotary cam switch GF series, multi-step 0-1-2, 3 poles 20A, for rear mounting with black handle, front plate 48X48mm | http://datasheet.lovatoelectric.com/Rotary_cam_switches/ENG/GF20135O.pdf | Commutatore a camme serie GF, multivia 0-1-2 3 poli da 20A in esecuzione per montaggio a fondo quadro con maniglia nera, mostrina 48X48mm | http://datasheet.lovatoelectric.com/Rotary_cam_switches/ITA/GF20135O.pdf | Łącznik krzywkowy serii GF, wielopozycyjny 0-1-2, 3 pola, 20A, do montażu wewnątrz szafy z czarnym pokrętłem i tabliczką 48x48mm | http://datasheet.lovatoelectric.com/Rotary_cam_switches/POL/GF20135O.pdf | Rotary cam switch GF series, multi-step 0-1-2, 3 poles 20A, for rear mounting with black handle, front plate 48X48mm | http://datasheet.lovatoelectric.com/Rotary_cam_switches/RON/GF20135O.pdf
GF20135O48 |  |  | Rotary cam switch GF series, multi-step 0-1-2, 3 poles 20A, modular service cover for 35mm DIN reail mounting with black handle, front plate 45X54mm | http://datasheet.lovatoelectric.com/Rotary_cam_switches/ENG/GF20135O48.pdf | Commutatore a camme serie GF, multivia 0-1-2 3 poli da 20A in esecuzione modulare per montaggio su guida DIN con maniglia nera, mostrina 45X54mm | http://datasheet.lovatoelectric.com/Rotary_cam_switches/ITA/GF20135O48.pdf | Łącznik krzywkowy serii GF, wielopozycyjny 0-1-2, 3 pola, 20A, wykonanie modułowe do montażu na szynie DIN 35mm, z czarnym pokrętłem i tabliczką 45x54mm | http://datasheet.lovatoelectric.com/Rotary_cam_switches/POL/GF20135O48.pdf | Rotary cam switch GF series, multi-step 0-1-2, 3 poles 20A, modular service cover for 35mm DIN reail mounting with black handle, front plate 45X54mm | http://datasheet.lovatoelectric.com/Rotary_cam_switches/RON/GF20135O48.pdf
GF20135U |  |  | Rotary cam switch GF series, multi-step 0-1-2, 3 poles 20A, for front mounting with black handle, front plate 48X48mm | http://datasheet.lovatoelectric.com/Rotary_cam_switches/ENG/GF20135U.pdf | Commutatore a camme serie GF, multivia 0-1-2 3 poli da 20A in esecuzione per montaggio frontale con maniglia nera, mostrina 48X48mm | http://datasheet.lovatoelectric.com/Rotary_cam_switches/ITA/GF20135U.pdf | Łącznik krzywkowy serii GF, wielopozycyjny 0-1-2, 3 pola, 20A, do montażu tablicowego, z czarnym pokrętłem i tabliczką 48x48mm | http://datasheet.lovatoelectric.com/Rotary_cam_switches/POL/GF20135U.pdf | Rotary cam switch GF series, multi-step 0-1-2, 3 poles 20A, for front mounting with black handle, front plate 48X48mm | http://datasheet.lovatoelectric.com/Rotary_cam_switches/RON/GF20135U.pdf
GF20135U47 |  |  | Rotary cam switch GF series, multi-step 0-1-2, 3 poles 20A, for snap on front mounting with black handle for hole Ø22mm fixing, front plate 48X48mm | http://datasheet.lovatoelectric.com/Rotary_cam_switches/ENG/GF20135U47.pdf | Commutatore a camme serie GF, multivia 0-1-2 3 poli da 20A in esecuzione per montaggio frontale con maniglia nera e fissaggio a scatto per foro diametro 22mm, mostrina 48X48mm | http://datasheet.lovatoelectric.com/Rotary_cam_switches/ITA/GF20135U47.pdf | Łącznik krzywkowy serii GF, wielopozycyjny 0-1-2, 3 pola, 20A, do montażu tablicowego w otworze 22mm z czarnym pokrętłem, montowanym na zatrzask do korpusu i tabliczką 48x48mm | http://datasheet.lovatoelectric.com/Rotary_cam_switches/POL/GF20135U47.pdf | Rotary cam switch GF series, multi-step 0-1-2, 3 poles 20A, for snap on front mounting with black handle for hole Ø22mm fixing, front plate 48X48mm | http://datasheet.lovatoelectric.com/Rotary_cam_switches/RON/GF20135U47.pdf
GF20136O |  |  | Rotary cam switch GF series, multi-step 0-1-2-3, 3 poles 20A, for rear mounting with black handle, front plate 48X48mm | http://datasheet.lovatoelectric.com/Rotary_cam_switches/ENG/GF20136O.pdf | Commutatore a camme serie GF, multivia 0-1-2-3 3 poli da 20A in esecuzione per montaggio a fondo quadro con maniglia nera, mostrina 48X48mm | http://datasheet.lovatoelectric.com/Rotary_cam_switches/ITA/GF20136O.pdf | Łącznik krzywkowy serii GF, wielopozycyjny 0-1-2-3, 3 pola, 20A, do montażu wewnątrz szafy z czarnym pokrętłem i tabliczką 48x48mm | http://datasheet.lovatoelectric.com/Rotary_cam_switches/POL/GF20136O.pdf | Rotary cam switch GF series, multi-step 0-1-2-3, 3 poles 20A, for rear mounting with black handle, front plate 48X48mm | http://datasheet.lovatoelectric.com/Rotary_cam_switches/RON/GF20136O.pdf
GF20136O48 |  |  | Rotary cam switch GF series, multi-step 0-1-2-3, 3 poles 20A, modular service cover for 35mm DIN reail mounting with black handle, front plate 45X54mm | http://datasheet.lovatoelectric.com/Rotary_cam_switches/ENG/GF20136O48.pdf | Commutatore a camme serie GF, multivia 0-1-2-3 3 poli da 20A in esecuzione modulare per montaggio su guida DIN con maniglia nera, mostrina 45X54mm | http://datasheet.lovatoelectric.com/Rotary_cam_switches/ITA/GF20136O48.pdf | Łącznik krzywkowy serii GF, wielopozycyjny 0-1-2-3, 3 pola, 20A, wykonanie modułowe do montażu na szynie DIN 35mm, z czarnym pokrętłem i tabliczką 45x54mm | http://datasheet.lovatoelectric.com/Rotary_cam_switches/POL/GF20136O48.pdf | Rotary cam switch GF series, multi-step 0-1-2-3, 3 poles 20A, modular service cover for 35mm DIN reail mounting with black handle, front plate 45X54mm | http://datasheet.lovatoelectric.com/Rotary_cam_switches/RON/GF20136O48.pdf
GF20136U |  |  | Rotary cam switch GF series, multi-step 0-1-2-3, 3 poles 20A, for front mounting with black handle, front plate 48X48mm | http://datasheet.lovatoelectric.com/Rotary_cam_switches/ENG/GF20136U.pdf | Commutatore a camme serie GF, multivia 0-1-2-3 3 poli da 20A in esecuzione per montaggio frontale con maniglia nera, mostrina 48X48mm | http://datasheet.lovatoelectric.com/Rotary_cam_switches/ITA/GF20136U.pdf | Łącznik krzywkowy serii GF, wielopozycyjny 0-1-2-3, 3 pola, 20A, do montażu tablicowego, z czarnym pokrętłem i tabliczką 48x48mm | http://datasheet.lovatoelectric.com/Rotary_cam_switches/POL/GF20136U.pdf | Rotary cam switch GF series, multi-step 0-1-2-3, 3 poles 20A, for front mounting with black handle, front plate 48X48mm | http://datasheet.lovatoelectric.com/Rotary_cam_switches/RON/GF20136U.pdf
GF20136U47 |  |  | Rotary cam switch GF series, multi-step 0-1-2-3, 3 poles 20A, for snap on front mounting with black handle for hole Ø22mm fixing, front plate 48X48mm | http://datasheet.lovatoelectric.com/Rotary_cam_switches/ENG/GF20136U47.pdf | Commutatore a camme serie GF, multivia 0-1-2-3 3 poli da 20A in esecuzione per montaggio frontale con maniglia nera e fissaggio a scatto per foro diametro 22mm, mostrina 48X48mm | http://datasheet.lovatoelectric.com/Rotary_cam_switches/ITA/GF20136U47.pdf | Łącznik krzywkowy serii GF, wielopozycyjny 0-1-2-3, 3 pola, 20A, do montażu tablicowego w otworze 22mm z czarnym pokrętłem, montowanym na zatrzask do korpusu i tabliczką 48x48mm | http://datasheet.lovatoelectric.com/Rotary_cam_switches/POL/GF20136U47.pdf | Rotary cam switch GF series, multi-step 0-1-2-3, 3 poles 20A, for snap on front mounting with black handle for hole Ø22mm fixing, front plate 48X48mm | http://datasheet.lovatoelectric.com/Rotary_cam_switches/RON/GF20136U47.pdf
GF2013O |  |  | Rotary cam switch GF series, Dahlander motor control switch 1-0-2, 20A, for rear mounting with black handle, front plate 48X48mm | http://datasheet.lovatoelectric.com/Rotary_cam_switches/ENG/GF2013O.pdf | Commutatore a camme serie GF, avviatore per motori Dahlander 1-0-2 da 20A in esecuzione per montaggio a fondo quadro con maniglia nera, mostrina 48X48mm | http://datasheet.lovatoelectric.com/Rotary_cam_switches/ITA/GF2013O.pdf | Łącznik krzywkowy serii GF, przełącznik silnika dwubiegunowego 1-0-2, układ Dahlandera, 20A, do montażu wewnątrz szafy z czarnym pokrętłem i tabliczką 48x48mm | http://datasheet.lovatoelectric.com/Rotary_cam_switches/POL/GF2013O.pdf | Rotary cam switch GF series, Dahlander motor control switch 1-0-2, 20A, for rear mounting with black handle, front plate 48X48mm | http://datasheet.lovatoelectric.com/Rotary_cam_switches/RON/GF2013O.pdf
GF2013O48 |  |  | Rotary cam switch GF series, Dahlander motor control switch 1-0-2, 20A, modular service cover for 35mm DIN reail mounting with black handle, front plate 45X54mm | http://datasheet.lovatoelectric.com/Rotary_cam_switches/ENG/GF2013O48.pdf | Commutatore a camme serie GF, avviatore per motori Dahlander 1-0-2 da 20A in esecuzione modulare per montaggio su guida DIN con maniglia nera, mostrina 45X54mm | http://datasheet.lovatoelectric.com/Rotary_cam_switches/ITA/GF2013O48.pdf | Łącznik krzywkowy serii GF, przełącznik silnika dwubiegunowego 1-0-2, układ Dahlandera, 20A, wykonanie modułowe do montażu na szynie DIN 35mm, z czarnym pokrętłem i tabliczką 45x54mm | http://datasheet.lovatoelectric.com/Rotary_cam_switches/POL/GF2013O48.pdf | Rotary cam switch GF series, Dahlander motor control switch 1-0-2, 20A, modular service cover for 35mm DIN reail mounting with black handle, front plate 45X54mm | http://datasheet.lovatoelectric.com/Rotary_cam_switches/RON/GF2013O48.pdf
GF2013O88 |  |  | Rotary cam switch GF series, Dahlander motor control switch 1-0-2, 20A, for rear mounting with red/yellow handle padlockable in 0, door coupling and protection covers, front plate 48X48mm | http://datasheet.lovatoelectric.com/Rotary_cam_switches/ENG/GF2013O88.pdf | Commutatore a camme serie GF, avviatore per motori Dahlander 1-0-2 da 20A in esecuzione per montaggio a fondo quadro con maniglia giallo/rossa lucchettabile in 0 con funzione blocco porta e copriterminali, mostrina 48X48mm | http://datasheet.lovatoelectric.com/Rotary_cam_switches/ITA/GF2013O88.pdf | Łącznik krzywkowy serii GF, przełącznik silnika dwubiegunowego 1-0-2, układ Dahlandera, 20A, do montażu wewnątrz szafy, z żółto/czerwonym pokrętłem blokowanym w pozycji 0, trzpieniem, osłonami zacisków i tabliczką 48x48mm | http://datasheet.lovatoelectric.com/Rotary_cam_switches/POL/GF2013O88.pdf | Rotary cam switch GF series, Dahlander motor control switch 1-0-2, 20A, for rear mounting with red/yellow handle padlockable in 0, door coupling and protection covers, front plate 48X48mm | http://datasheet.lovatoelectric.com/Rotary_cam_switches/RON/GF2013O88.pdf
GF2013U |  |  | Rotary cam switch GF series, Dahlander motor control switch 1-0-2, 20A, for front mounting with black handle, front plate 48X48mm | http://datasheet.lovatoelectric.com/Rotary_cam_switches/ENG/GF2013U.pdf | Commutatore a camme serie GF, avviatore per motori Dahlander 1-0-2 da 20A in esecuzione per montaggio frontale con maniglia nera, mostrina 48X48mm | http://datasheet.lovatoelectric.com/Rotary_cam_switches/ITA/GF2013U.pdf | Łącznik krzywkowy serii GF, przełącznik silnika dwubiegunowego 1-0-2, układ Dahlandera, 20A, do montażu tablicowego, z czarnym pokrętłem i tabliczką 48x48mm | http://datasheet.lovatoelectric.com/Rotary_cam_switches/POL/GF2013U.pdf | Rotary cam switch GF series, Dahlander motor control switch 1-0-2, 20A, for front mounting with black handle, front plate 48X48mm | http://datasheet.lovatoelectric.com/Rotary_cam_switches/RON/GF2013U.pdf
GF2013U25 |  |  | Rotary cam switch GF series, Dahlander motor control switch 1-0-2, 20A, for front mounting with red/yellow handle padlockable in 0 and protection covers, front plate 48X48mm | http://datasheet.lovatoelectric.com/Rotary_cam_switches/ENG/GF2013U25.pdf | Commutatore a camme serie GF, avviatore per motori Dahlander 1-0-2 da 20A in esecuzione per montaggio frontale con maniglia giallo/rossa lucchettabile in 0 e copriterminali, mostrina 48X48mm | http://datasheet.lovatoelectric.com/Rotary_cam_switches/ITA/GF2013U25.pdf | Łącznik krzywkowy serii GF, przełącznik silnika dwubiegunowego 1-0-2, układ Dahlandera, 20A, do montażu tablicowego, z żółto/czerwonym pokrętłem blokowanym w pozycji 0, osłonami zacisków i tabliczką 48x48mm | http://datasheet.lovatoelectric.com/Rotary_cam_switches/POL/GF2013U25.pdf | Rotary cam switch GF series, Dahlander motor control switch 1-0-2, 20A, for front mounting with red/yellow handle padlockable in 0 and protection covers, front plate 48X48mm | http://datasheet.lovatoelectric.com/Rotary_cam_switches/RON/GF2013U25.pdf
GF2013U47 |  |  | Rotary cam switch GF series, Dahlander motor control switch 1-0-2, 20A, modular service cover for 35mm DIN reail mounting with black handle, front plate 48X48mm | http://datasheet.lovatoelectric.com/Rotary_cam_switches/ENG/GF2013U47.pdf | Commutatore a camme serie GF, avviatore per motori Dahlander 1-0-2 da 20A in esecuzione modulare per montaggio su guida DIN con maniglia nera, mostrina 48X48mm | http://datasheet.lovatoelectric.com/Rotary_cam_switches/ITA/GF2013U47.pdf | Łącznik krzywkowy serii GF, przełącznik silnika dwubiegunowego 1-0-2, układ Dahlandera, 20A, wykonanie do montażu tablicowego, z czarnym pokrętłem, montowanym na zatrzask i tabliczką 48x48mm | http://datasheet.lovatoelectric.com/Rotary_cam_switches/POL/GF2013U47.pdf | Rotary cam switch GF series, Dahlander motor control switch 1-0-2, 20A, modular service cover for 35mm DIN reail mounting with black handle, front plate 48X48mm | http://datasheet.lovatoelectric.com/Rotary_cam_switches/RON/GF2013U47.pdf
GF2019O |  |  | Rotary cam switch GF series, Dahlander motor control switch 0-1-2, 20A, for rear mounting with black handle, front plate 48X48mm | http://datasheet.lovatoelectric.com/Rotary_cam_switches/ENG/GF2019O.pdf | Commutatore a camme serie GF, avviatore per motori Dahlander 0-1-2 da 20A in esecuzione per montaggio a fondo quadro con maniglia nera, mostrina 48X48mm | http://datasheet.lovatoelectric.com/Rotary_cam_switches/ITA/GF2019O.pdf | Łącznik krzywkowy serii GF, przełącznik silnika dwubiegunowego 0-1-2, układ Dahlandera, 20A, do montażu wewnątrz szafy z czarnym pokrętłem i tabliczką 48x48mm | http://datasheet.lovatoelectric.com/Rotary_cam_switches/POL/GF2019O.pdf | Rotary cam switch GF series, Dahlander motor control switch 0-1-2, 20A, for rear mounting with black handle, front plate 48X48mm | http://datasheet.lovatoelectric.com/Rotary_cam_switches/RON/GF2019O.pdf
GF2019O48 |  |  | Rotary cam switch GF series, Dahlander motor control switch 0-1-2, 20A, modular service cover for 35mm DIN reail mounting with black handle, front plate 45X54mm | http://datasheet.lovatoelectric.com/Rotary_cam_switches/ENG/GF2019O48.pdf | Commutatore a camme serie GF, avviatore per motori Dahlander 0-1-2 da 20A in esecuzione modulare per montaggio su guida DIN con maniglia nera, mostrina 45X54mm | http://datasheet.lovatoelectric.com/Rotary_cam_switches/ITA/GF2019O48.pdf | Łącznik krzywkowy serii GF, przełącznik silnika dwubiegunowego 0-1-2, układ Dahlandera, 20A, wykonanie modułowe do montażu na szynie DIN 35mm, z czarnym pokrętłem i tabliczką 45x54mm | http://datasheet.lovatoelectric.com/Rotary_cam_switches/POL/GF2019O48.pdf | Rotary cam switch GF series, Dahlander motor control switch 0-1-2, 20A, modular service cover for 35mm DIN reail mounting with black handle, front plate 45X54mm | http://datasheet.lovatoelectric.com/Rotary_cam_switches/RON/GF2019O48.pdf
GF2019O88 |  |  | Rotary cam switch GF series, Dahlander motor control switch 0-1-2, 20A, for rear mounting with red/yellow handle padlockable in 0, door coupling and protection covers, front plate 48X48mm | http://datasheet.lovatoelectric.com/Rotary_cam_switches/ENG/GF2019O88.pdf | Commutatore a camme serie GF, avviatore per motori Dahlander 0-1-2 da 20A in esecuzione per montaggio a fondo quadro con maniglia giallo/rossa lucchettabile in 0 con funzione blocco porta e copriterminali, mostrina 48X48mm | http://datasheet.lovatoelectric.com/Rotary_cam_switches/ITA/GF2019O88.pdf | Łącznik krzywkowy serii GF, przełącznik silnika dwubiegunowego 0-1-2, układ Dahlandera, 20A, do montażu wewnątrz szafy, z żółto/czerwonym pokrętłem blokowanym w pozycji 0, trzpieniem, osłonami zacisków i tabliczką 48x48mm | http://datasheet.lovatoelectric.com/Rotary_cam_switches/POL/GF2019O88.pdf | Rotary cam switch GF series, Dahlander motor control switch 0-1-2, 20A, for rear mounting with red/yellow handle padlockable in 0, door coupling and protection covers, front plate 48X48mm | http://datasheet.lovatoelectric.com/Rotary_cam_switches/RON/GF2019O88.pdf
GF2019U |  |  | Rotary cam switch GF series, Dahlander motor control switch 0-1-2, 20A, for front mounting with black handle, front plate 48X48mm | http://datasheet.lovatoelectric.com/Rotary_cam_switches/ENG/GF2019U.pdf | Commutatore a camme serie GF, avviatore per motori Dahlander 0-1-2 da 20A in esecuzione per montaggio frontale con maniglia nera, mostrina 48X48mm | http://datasheet.lovatoelectric.com/Rotary_cam_switches/ITA/GF2019U.pdf | Łącznik krzywkowy serii GF, przełącznik silnika dwubiegunowego 0-1-2, układ Dahlandera, 20A, do montażu tablicowego, z czarnym pokrętłem i tabliczką 48x48mm | http://datasheet.lovatoelectric.com/Rotary_cam_switches/POL/GF2019U.pdf | Rotary cam switch GF series, Dahlander motor control switch 0-1-2, 20A, for front mounting with black handle, front plate 48X48mm | http://datasheet.lovatoelectric.com/Rotary_cam_switches/RON/GF2019U.pdf
GF2019U25 |  |  | Rotary cam switch GF series, Dahlander motor control switch 0-1-2, 20A, for front mounting with red/yellow handle padlockable in 0 and protection covers, front plate 48X48mm | http://datasheet.lovatoelectric.com/Rotary_cam_switches/ENG/GF2019U25.pdf | Commutatore a camme serie GF, avviatore per motori Dahlander 0-1-2 da 20A in esecuzione per montaggio frontale con maniglia giallo/rossa lucchettabile in 0 e copriterminali, mostrina 48X48mm | http://datasheet.lovatoelectric.com/Rotary_cam_switches/ITA/GF2019U25.pdf | Łącznik krzywkowy serii GF, przełącznik silnika dwubiegunowego 0-1-2, układ Dahlandera, 20A, do montażu tablicowego, z żółto/czerwonym pokrętłem blokowanym w pozycji 0, osłonami zacisków i tabliczką 48x48mm | http://datasheet.lovatoelectric.com/Rotary_cam_switches/POL/GF2019U25.pdf | Rotary cam switch GF series, Dahlander motor control switch 0-1-2, 20A, for front mounting with red/yellow handle padlockable in 0 and protection covers, front plate 48X48mm | http://datasheet.lovatoelectric.com/Rotary_cam_switches/RON/GF2019U25.pdf
GF2019U47 |  |  | Rotary cam switch GF series, Dahlander motor control switch 0-1-2, 20A, modular service cover for 35mm DIN reail mounting with black handle, front plate 48X48mm | http://datasheet.lovatoelectric.com/Rotary_cam_switches/ENG/GF2019U47.pdf | Commutatore a camme serie GF, avviatore per motori Dahlander 0-1-2 da 20A in esecuzione modulare per montaggio su guida DIN con maniglia nera, mostrina 48X48mm | http://datasheet.lovatoelectric.com/Rotary_cam_switches/ITA/GF2019U47.pdf | Łącznik krzywkowy serii GF, przełącznik silnika dwubiegunowego 0-1-2, układ Dahlandera, 20A, wykonanie do montażu tablicowego, z czarnym pokrętłem, montowanym na zatrzask i tabliczką 48x48mm | http://datasheet.lovatoelectric.com/Rotary_cam_switches/POL/GF2019U47.pdf | Rotary cam switch GF series, Dahlander motor control switch 0-1-2, 20A, modular service cover for 35mm DIN reail mounting with black handle, front plate 48X48mm | http://datasheet.lovatoelectric.com/Rotary_cam_switches/RON/GF2019U47.pdf
GF2020O |  |  | Rotary cam switch GF series, Dahlander motor 2-speed reversing switch, 20A, for rear mounting with black handle, front plate 48X48mm | http://datasheet.lovatoelectric.com/Rotary_cam_switches/ENG/GF2020O.pdf | Commutatore a camme serie GF, invertitore di marcia a 2 velocita' per motori Dahlander da 20A in esecuzione per montaggio a fondo quadro con maniglia nera, mostrina 48X48mm | http://datasheet.lovatoelectric.com/Rotary_cam_switches/ITA/GF2020O.pdf | Łącznik krzywkowy serii GF, przełącznik zmiany kirunku obrotów silnika dwubiegunowego, układ Dahlandera, 20A, do montażu wewnątrz szafy z czarnym pokrętłem i tabliczką 48x48mm | http://datasheet.lovatoelectric.com/Rotary_cam_switches/POL/GF2020O.pdf | Rotary cam switch GF series, Dahlander motor 2-speed reversing switch, 20A, for rear mounting with black handle, front plate 48X48mm | http://datasheet.lovatoelectric.com/Rotary_cam_switches/RON/GF2020O.pdf
GF2020O48 |  |  | Rotary cam switch GF series, Dahlander motor 2-speed reversing switch, 20A, modular service cover for 35mm DIN reail mounting with black handle, front plate 45X54mm | http://datasheet.lovatoelectric.com/Rotary_cam_switches/ENG/GF2020O48.pdf | Commutatore a camme serie GF, invertitore di marcia a 2 velocita' per motori Dahlander da 20A in esecuzione modulare per montaggio su guida DIN con maniglia nera, mostrina 45X54mm | http://datasheet.lovatoelectric.com/Rotary_cam_switches/ITA/GF2020O48.pdf | Łącznik krzywkowy serii GF, przełącznik zmiany kirunku obrotów silnika dwubiegunowego, układ Dahlandera, 20A, wykonanie modułowe do montażu na szynie DIN 35mm, z czarnym pokrętłem i tabliczką 45x54mm | http://datasheet.lovatoelectric.com/Rotary_cam_switches/POL/GF2020O48.pdf | Rotary cam switch GF series, Dahlander motor 2-speed reversing switch, 20A, modular service cover for 35mm DIN reail mounting with black handle, front plate 45X54mm | http://datasheet.lovatoelectric.com/Rotary_cam_switches/RON/GF2020O48.pdf
GF2020O88 |  |  | Rotary cam switch GF series, Dahlander motor 2-speed reversing switch, 20A, for rear mounting with red/yellow handle padlockable in 0, door coupling and protection covers, front plate 48X48mm | http://datasheet.lovatoelectric.com/Rotary_cam_switches/ENG/GF2020O88.pdf | Commutatore a camme serie GF, invertitore di marcia a 2 velocita' per motori Dahlander da 20A in esecuzione per montaggio a fondo quadro con maniglia giallo/rossa lucchettabile in 0 con funzione blocco porta e copriterminali, mostrina 48X48mm | http://datasheet.lovatoelectric.com/Rotary_cam_switches/ITA/GF2020O88.pdf | Łącznik krzywkowy serii GF, przełącznik zmiany kirunku obrotów silnika dwubiegunowego, układ Dahlandera, 20A, do montażu wewnątrz szafy, z żółto/czerwonym pokrętłem blokowanym w pozycji 0, trzpieniem, osłonami zacisków i tabliczką 48x48mm | http://datasheet.lovatoelectric.com/Rotary_cam_switches/POL/GF2020O88.pdf | Rotary cam switch GF series, Dahlander motor 2-speed reversing switch, 20A, for rear mounting with red/yellow handle padlockable in 0, door coupling and protection covers, front plate 48X48mm | http://datasheet.lovatoelectric.com/Rotary_cam_switches/RON/GF2020O88.pdf
GF2020U |  |  | Rotary cam switch GF series, Dahlander motor 2-speed reversing switch, 20A, for front mounting with black handle, front plate 48X48mm | http://datasheet.lovatoelectric.com/Rotary_cam_switches/ENG/GF2020U.pdf | Commutatore a camme serie GF, invertitore di marcia a 2 velocita' per motori Dahlander da 20A in esecuzione per montaggio frontale con maniglia nera, mostrina 48X48mm | http://datasheet.lovatoelectric.com/Rotary_cam_switches/ITA/GF2020U.pdf | Łącznik krzywkowy serii GF, przełącznik zmiany kirunku obrotów silnika dwubiegunowego, układ Dahlandera, 20A, do montażu tablicowego, z czarnym pokrętłem i tabliczką 48x48mm | http://datasheet.lovatoelectric.com/Rotary_cam_switches/POL/GF2020U.pdf | Rotary cam switch GF series, Dahlander motor 2-speed reversing switch, 20A, for front mounting with black handle, front plate 48X48mm | http://datasheet.lovatoelectric.com/Rotary_cam_switches/RON/GF2020U.pdf
GF2020U25 |  |  | Rotary cam switch GF series, Dahlander motor 2-speed reversing switch, 20A, for front mounting with red/yellow handle padlockable in 0 and protection covers, front plate 48X48mm | http://datasheet.lovatoelectric.com/Rotary_cam_switches/ENG/GF2020U25.pdf | Commutatore a camme serie GF, invertitore di marcia a 2 velocita' per motori Dahlander da 20A in esecuzione per montaggio frontale con maniglia giallo/rossa lucchettabile in 0 e copriterminali, mostrina 48X48mm | http://datasheet.lovatoelectric.com/Rotary_cam_switches/ITA/GF2020U25.pdf | Łącznik krzywkowy serii GF, przełącznik zmiany kirunku obrotów silnika dwubiegunowego, układ Dahlandera, 20A, do montażu tablicowego, z żółto/czerwonym pokrętłem blokowanym w pozycji 0, osłonami zacisków i tabliczką 48x48mm | http://datasheet.lovatoelectric.com/Rotary_cam_switches/POL/GF2020U25.pdf | Rotary cam switch GF series, Dahlander motor 2-speed reversing switch, 20A, for front mounting with red/yellow handle padlockable in 0 and protection covers, front plate 48X48mm | http://datasheet.lovatoelectric.com/Rotary_cam_switches/RON/GF2020U25.pdf
GF2020U47 |  |  | Rotary cam switch GF series, Dahlander motor 2-speed reversing switch, 20A, modular service cover for 35mm DIN reail mounting with black handle, front plate 48X48mm | http://datasheet.lovatoelectric.com/Rotary_cam_switches/ENG/GF2020U47.pdf | Commutatore a camme serie GF, invertitore di marcia a 2 velocita' per motori Dahlander da 20A in esecuzione modulare per montaggio su guida DIN con maniglia nera, mostrina 48X48mm | http://datasheet.lovatoelectric.com/Rotary_cam_switches/ITA/GF2020U47.pdf | Łącznik krzywkowy serii GF, przełącznik zmiany kirunku obrotów silnika dwubiegunowego, układ Dahlandera, 20A, wykonanie do montażu tablicowego, z czarnym pokrętłem, montowanym na zatrzask i tabliczką 48x48mm | http://datasheet.lovatoelectric.com/Rotary_cam_switches/POL/GF2020U47.pdf | Rotary cam switch GF series, Dahlander motor 2-speed reversing switch, 20A, modular service cover for 35mm DIN reail mounting with black handle, front plate 48X48mm | http://datasheet.lovatoelectric.com/Rotary_cam_switches/RON/GF2020U47.pdf
GF2025O |  |  | Rotary cam switch GF series, 1-phase motor reversing switch with spring return 20A, for rear mounting with black handle, front plate 48X48mm | http://datasheet.lovatoelectric.com/Rotary_cam_switches/ENG/GF2025O.pdf | Commutatore a camme serie GF, invertitore di marcia monofase con ritorno a molla da 20A in esecuzione per montaggio a fondo quadro con maniglia nera, mostrina 48X48mm | http://datasheet.lovatoelectric.com/Rotary_cam_switches/ITA/GF2025O.pdf | Łącznik krzywkowy serii GF, przełącznik zmiany kierunku obrotów silnika 1 fazowego, z powrotem do pozycji 0, 20A, do montażu wewnątrz szafy z czarnym pokrętłem i tabliczką 48x48mm | http://datasheet.lovatoelectric.com/Rotary_cam_switches/POL/GF2025O.pdf | Rotary cam switch GF series, 1-phase motor reversing switch with spring return 20A, for rear mounting with black handle, front plate 48X48mm | http://datasheet.lovatoelectric.com/Rotary_cam_switches/RON/GF2025O.pdf
GF2025O48 |  |  | Rotary cam switch GF series, 1-phase motor reversing switch with spring return 20A, modular service cover for 35mm DIN reail mounting with black handle, front plate 45X54mm | http://datasheet.lovatoelectric.com/Rotary_cam_switches/ENG/GF2025O48.pdf | Commutatore a camme serie GF, invertitore di marcia monofase con ritorno a molla da 20A in esecuzione modulare per montaggio su guida DIN con maniglia nera, mostrina 45X54mm | http://datasheet.lovatoelectric.com/Rotary_cam_switches/ITA/GF2025O48.pdf | Łącznik krzywkowy serii GF, przełącznik zmiany kierunku obrotów silnika 1 fazowego, z powrotem do pozycji 0, 20A, wykonanie modułowe do montażu na szynie DIN 35mm, z czarnym pokrętłem i tabliczką 45x54mm | http://datasheet.lovatoelectric.com/Rotary_cam_switches/POL/GF2025O48.pdf | Rotary cam switch GF series, 1-phase motor reversing switch with spring return 20A, modular service cover for 35mm DIN reail mounting with black handle, front plate 45X54mm | http://datasheet.lovatoelectric.com/Rotary_cam_switches/RON/GF2025O48.pdf
GF2025O88 |  |  | Rotary cam switch GF series, 1-phase motor reversing switch with spring return 20A, for rear mounting with red/yellow handle padlockable in 0, door coupling and protection covers, front plate 48X48mm | http://datasheet.lovatoelectric.com/Rotary_cam_switches/ENG/GF2025O88.pdf | Commutatore a camme serie GF, invertitore di marcia monofase con ritorno a molla da 20A in esecuzione per montaggio a fondo quadro con maniglia giallo/rossa lucchettabile in 0 con funzione blocco porta e copriterminali, mostrina 48X48mm | http://datasheet.lovatoelectric.com/Rotary_cam_switches/ITA/GF2025O88.pdf | Łącznik krzywkowy serii GF, przełącznik zmiany kierunku obrotów silnika 1 fazowego, z powrotem do pozycji 0, 20A, do montażu wewnątrz szafy, z żółto/czerwonym pokrętłem blokowanym w pozycji 0, trzpieniem, osłonami zacisków i tabliczką 48x48mm | http://datasheet.lovatoelectric.com/Rotary_cam_switches/POL/GF2025O88.pdf | Rotary cam switch GF series, 1-phase motor reversing switch with spring return 20A, for rear mounting with red/yellow handle padlockable in 0, door coupling and protection covers, front plate 48X48mm | http://datasheet.lovatoelectric.com/Rotary_cam_switches/RON/GF2025O88.pdf
GF2025U |  |  | Rotary cam switch GF series, 1-phase motor reversing switch with spring return 20A, for front mounting with black handle, front plate 48X48mm | http://datasheet.lovatoelectric.com/Rotary_cam_switches/ENG/GF2025U.pdf | Commutatore a camme serie GF, invertitore di marcia monofase con ritorno a molla da 20A in esecuzione per montaggio frontale con maniglia nera, mostrina 48X48mm | http://datasheet.lovatoelectric.com/Rotary_cam_switches/ITA/GF2025U.pdf | Łącznik krzywkowy serii GF, przełącznik zmiany kierunku obrotów silnika 1 fazowego, z powrotem do pozycji 0, 20A, do montażu tablicowego, z czarnym pokrętłem i tabliczką 48x48mm | http://datasheet.lovatoelectric.com/Rotary_cam_switches/POL/GF2025U.pdf | Rotary cam switch GF series, 1-phase motor reversing switch with spring return 20A, for front mounting with black handle, front plate 48X48mm | http://datasheet.lovatoelectric.com/Rotary_cam_switches/RON/GF2025U.pdf
GF2025U25 |  |  | Rotary cam switch GF series, 1-phase motor reversing switch with spring return 20A, for front mounting with red/yellow handle padlockable in 0 and protection covers, front plate 48X48mm | http://datasheet.lovatoelectric.com/Rotary_cam_switches/ENG/GF2025U25.pdf | Commutatore a camme serie GF, invertitore di marcia monofase con ritorno a molla da 20A in esecuzione per montaggio frontale con maniglia giallo/rossa lucchettabile in 0 e copriterminali, mostrina 48X48mm | http://datasheet.lovatoelectric.com/Rotary_cam_switches/ITA/GF2025U25.pdf | Łącznik krzywkowy serii GF, przełącznik zmiany kierunku obrotów silnika 1 fazowego, z powrotem do pozycji 0, 20A, do montażu tablicowego, z żółto/czerwonym pokrętłem blokowanym w pozycji 0, osłonami zacisków i tabliczką 48x48mm | http://datasheet.lovatoelectric.com/Rotary_cam_switches/POL/GF2025U25.pdf | Rotary cam switch GF series, 1-phase motor reversing switch with spring return 20A, for front mounting with red/yellow handle padlockable in 0 and protection covers, front plate 48X48mm | http://datasheet.lovatoelectric.com/Rotary_cam_switches/RON/GF2025U25.pdf
GF2025U47 |  |  | Rotary cam switch GF series, 1-phase motor reversing switch with spring return 20A, modular service cover for 35mm DIN reail mounting with black handle, front plate 48X48mm | http://datasheet.lovatoelectric.com/Rotary_cam_switches/ENG/GF2025U47.pdf | Commutatore a camme serie GF, invertitore di marcia monofase con ritorno a molla da 20A in esecuzione modulare per montaggio su guida DIN con maniglia nera, mostrina 48X48mm | http://datasheet.lovatoelectric.com/Rotary_cam_switches/ITA/GF2025U47.pdf | Łącznik krzywkowy serii GF, przełącznik zmiany kierunku obrotów silnika 1 fazowego, z powrotem do pozycji 0, 20A, wykonanie do montażu tablicowego, z czarnym pokrętłem, montowanym na zatrzask i tabliczką 48x48mm | http://datasheet.lovatoelectric.com/Rotary_cam_switches/POL/GF2025U47.pdf | Rotary cam switch GF series, 1-phase motor reversing switch with spring return 20A, modular service cover for 35mm DIN reail mounting with black handle, front plate 48X48mm | http://datasheet.lovatoelectric.com/Rotary_cam_switches/RON/GF2025U47.pdf
GF2026O |  |  | Rotary cam switch GF series, 3-phase motor reversing switch with spring return 20A, for rear mounting with black handle, front plate 48X48mm | http://datasheet.lovatoelectric.com/Rotary_cam_switches/ENG/GF2026O.pdf | Commutatore a camme serie GF, invertitore di marcia trifase con ritorno di molla da 20A in esecuzione per montaggio a fondo quadro con maniglia nera, mostrina 48X48mm | http://datasheet.lovatoelectric.com/Rotary_cam_switches/ITA/GF2026O.pdf | Łącznik krzywkowy serii GF, przełącznik zmiany kierunku obrotów silnika 3 fazowego, z powrotem do pozycji 0, 20A, do montażu wewnątrz szafy z czarnym pokrętłem i tabliczką 48x48mm | http://datasheet.lovatoelectric.com/Rotary_cam_switches/POL/GF2026O.pdf | Rotary cam switch GF series, 3-phase motor reversing switch with spring return 20A, for rear mounting with black handle, front plate 48X48mm | http://datasheet.lovatoelectric.com/Rotary_cam_switches/RON/GF2026O.pdf
GF2026O48 |  |  | Rotary cam switch GF series, 3-phase motor reversing switch with spring return 20A, modular service cover for 35mm DIN reail mounting with black handle, front plate 45X54mm | http://datasheet.lovatoelectric.com/Rotary_cam_switches/ENG/GF2026O48.pdf | Commutatore a camme serie GF, invertitore di marcia trifase con ritorno di molla da 20A in esecuzione modulare per montaggio su guida DIN con maniglia nera, mostrina 45X54mm | http://datasheet.lovatoelectric.com/Rotary_cam_switches/ITA/GF2026O48.pdf | Łącznik krzywkowy serii GF, przełącznik zmiany kierunku obrotów silnika 3 fazowego, z powrotem do pozycji 0, 20A, wykonanie modułowe do montażu na szynie DIN 35mm, z czarnym pokrętłem i tabliczką 45x54mm | http://datasheet.lovatoelectric.com/Rotary_cam_switches/POL/GF2026O48.pdf | Rotary cam switch GF series, 3-phase motor reversing switch with spring return 20A, modular service cover for 35mm DIN reail mounting with black handle, front plate 45X54mm | http://datasheet.lovatoelectric.com/Rotary_cam_switches/RON/GF2026O48.pdf
GF2026O88 |  |  | Rotary cam switch GF series, 3-phase motor reversing switch with spring return 20A, for rear mounting with red/yellow handle padlockable in 0, door coupling and protection covers, front plate 48X48mm | http://datasheet.lovatoelectric.com/Rotary_cam_switches/ENG/GF2026O88.pdf | Commutatore a camme serie GF, invertitore di marcia trifase con ritorno a molla da 20A in esecuzione per montaggio a fondo quadro con maniglia giallo/rossa lucchettabile in 0 con funzione blocco porta e copriterminali, mostrina 48X48mm | http://datasheet.lovatoelectric.com/Rotary_cam_switches/ITA/GF2026O88.pdf | Łącznik krzywkowy serii GF, przełącznik zmiany kierunku obrotów silnika 3 fazowego, z powrotem do pozycji 0, 20A, do montażu wewnątrz szafy, z żółto/czerwonym pokrętłem blokowanym w pozycji 0, trzpieniem, osłonami zacisków i tabliczką 48x48mm | http://datasheet.lovatoelectric.com/Rotary_cam_switches/POL/GF2026O88.pdf | Rotary cam switch GF series, 3-phase motor reversing switch with spring return 20A, for rear mounting with red/yellow handle padlockable in 0, door coupling and protection covers, front plate 48X48mm | http://datasheet.lovatoelectric.com/Rotary_cam_switches/RON/GF2026O88.pdf
GF2026U |  |  | Rotary cam switch GF series, 3-phase motor reversing switch with spring return 20A, for front mounting with black handle, front plate 48X48mm | http://datasheet.lovatoelectric.com/Rotary_cam_switches/ENG/GF2026U.pdf | Commutatore a camme serie GF, invertitore di marcia trifase con ritorno a molla da 20A in esecuzione per montaggio frontale con maniglia nera, mostrina 48X48mm | http://datasheet.lovatoelectric.com/Rotary_cam_switches/ITA/GF2026U.pdf | Łącznik krzywkowy serii GF, przełącznik zmiany kierunku obrotów silnika 3 fazowego, z powrotem do pozycji 0, 20A, do montażu tablicowego, z czarnym pokrętłem i tabliczką 48x48mm | http://datasheet.lovatoelectric.com/Rotary_cam_switches/POL/GF2026U.pdf | Rotary cam switch GF series, 3-phase motor reversing switch with spring return 20A, for front mounting with black handle, front plate 48X48mm | http://datasheet.lovatoelectric.com/Rotary_cam_switches/RON/GF2026U.pdf
GF2026U25 |  |  | Rotary cam switch GF series, 3-phase motor reversing switch with spring return 20A, for front mounting with red/yellow handle padlockable in 0 and protection covers, front plate 48X48mm | http://datasheet.lovatoelectric.com/Rotary_cam_switches/ENG/GF2026U25.pdf | Commutatore a camme serie GF, invertitore di marcia monofase con ritorno a molla da 20A in esecuzione per montaggio frontale con maniglia giallo/rossa lucchettabile in 0 e copriterminali, mostrina 48X48mm | http://datasheet.lovatoelectric.com/Rotary_cam_switches/ITA/GF2026U25.pdf | Łącznik krzywkowy serii GF, przełącznik zmiany kierunku obrotów silnika 3 fazowego, z powrotem do pozycji 0, 20A, do montażu tablicowego, z żółto/czerwonym pokrętłem blokowanym w pozycji 0, osłonami zacisków i tabliczką 48x48mm | http://datasheet.lovatoelectric.com/Rotary_cam_switches/POL/GF2026U25.pdf | Rotary cam switch GF series, 3-phase motor reversing switch with spring return 20A, for front mounting with red/yellow handle padlockable in 0 and protection covers, front plate 48X48mm | http://datasheet.lovatoelectric.com/Rotary_cam_switches/RON/GF2026U25.pdf
GF2026U47 |  |  | Rotary cam switch GF series, 3-phase motor reversing switch with spring return 20A, modular service cover for 35mm DIN reail mounting with black handle, front plate 48X48mm | http://datasheet.lovatoelectric.com/Rotary_cam_switches/ENG/GF2026U47.pdf | Commutatore a camme serie GF, invertitore di marcia trifase con ritorno di molla da 20A in esecuzione modulare per montaggio su guida DIN con maniglia nera, mostrina 48X48mm | http://datasheet.lovatoelectric.com/Rotary_cam_switches/ITA/GF2026U47.pdf | Łącznik krzywkowy serii GF, przełącznik zmiany kierunku obrotów silnika 3 fazowego, z powrotem do pozycji 0, 20A, wykonanie do montażu tablicowego, z czarnym pokrętłem, montowanym na zatrzask i tabliczką 48x48mm | http://datasheet.lovatoelectric.com/Rotary_cam_switches/POL/GF2026U47.pdf | Rotary cam switch GF series, 3-phase motor reversing switch with spring return 20A, modular service cover for 35mm DIN reail mounting with black handle, front plate 48X48mm | http://datasheet.lovatoelectric.com/Rotary_cam_switches/RON/GF2026U47.pdf
GF2051O |  |  | Rotary cam switch GF series, changeover switch 1 pole 20A, for rear mounting with black handle, front plate 48X48mm | http://datasheet.lovatoelectric.com/Rotary_cam_switches/ENG/GF2051O.pdf | Commutatore a camme serie GF, commutatore 1 polo da 20A in esecuzione per montaggio a fondo quadro con maniglia nera, mostrina 48X48 | http://datasheet.lovatoelectric.com/Rotary_cam_switches/ITA/GF2051O.pdf | Łącznik krzywkowy serii GF, przełącznik sieci, 1 pole, 20A, do montażu wewnątrz szafy z czarnym pokrętłem i tabliczką 48x48mm | http://datasheet.lovatoelectric.com/Rotary_cam_switches/POL/GF2051O.pdf | Rotary cam switch GF series, changeover switch 1 pole 20A, for rear mounting with black handle, front plate 48X48mm | http://datasheet.lovatoelectric.com/Rotary_cam_switches/RON/GF2051O.pdf
GF2051O48 |  |  | Rotary cam switch GF series, changeover switch 1 pole 20A, modular service cover for 35mm DIN reail mounting with black handle, front plate 45X54mm | http://datasheet.lovatoelectric.com/Rotary_cam_switches/ENG/GF2051O48.pdf | Commutatore a camme serie GF, commutatore 1 polo da 20A in esecuzione modulare per montaggio su guida DIN con maniglia nera, mostrina 45X54mm | http://datasheet.lovatoelectric.com/Rotary_cam_switches/ITA/GF2051O48.pdf | Łącznik krzywkowy serii GF, przełącznik sieci, 1 pole, 20A, wykonanie modułowe do montażu na szynie DIN 35mm, z czarnym pokrętłem i tabliczką 45x54mm | http://datasheet.lovatoelectric.com/Rotary_cam_switches/POL/GF2051O48.pdf | Rotary cam switch GF series, changeover switch 1 pole 20A, modular service cover for 35mm DIN reail mounting with black handle, front plate 45X54mm | http://datasheet.lovatoelectric.com/Rotary_cam_switches/RON/GF2051O48.pdf
GF2051U |  |  | Rotary cam switch GF series, changeover switch 1 pole 20A, for front mounting with black handle, front plate 48X48mm | http://datasheet.lovatoelectric.com/Rotary_cam_switches/ENG/GF2051U.pdf | Commutatore a camme serie GF, commutatore 1 polo da 20A in esecuzione per montaggio frontale con maniglia nera, mostrina 48X48mm | http://datasheet.lovatoelectric.com/Rotary_cam_switches/ITA/GF2051U.pdf | Łącznik krzywkowy serii GF, przełącznik sieci, 1 pole, 20A, do montażu tablicowego, z czarnym pokrętłem i tabliczką 48x48mm | http://datasheet.lovatoelectric.com/Rotary_cam_switches/POL/GF2051U.pdf | Rotary cam switch GF series, changeover switch 1 pole 20A, for front mounting with black handle, front plate 48X48mm | http://datasheet.lovatoelectric.com/Rotary_cam_switches/RON/GF2051U.pdf
GF2051U11 |  |  | Rotary cam switch GF series, changeover switch 1 pole 20A, for front mounting with black handle without front plate for hole Ø22mm fixing | http://datasheet.lovatoelectric.com/Rotary_cam_switches/ENG/GF2051U11.pdf | Commutatore a camme serie GF, commutatore 1 polo da 20A in esecuzione per montaggio frontale con maniglia nera senza mostrina con fissaggio foro diametro 22mm | http://datasheet.lovatoelectric.com/Rotary_cam_switches/ITA/GF2051U11.pdf | Łącznik krzywkowy serii GF, przełącznik sieci, 1 pole, 20A, do montażu tablicowego w otworze 22mm, z czarnym pokrętłem bez tabliczki | http://datasheet.lovatoelectric.com/Rotary_cam_switches/POL/GF2051U11.pdf | Rotary cam switch GF series, changeover switch 1 pole 20A, for front mounting with black handle without front plate for hole Ø22mm fixing | http://datasheet.lovatoelectric.com/Rotary_cam_switches/RON/GF2051U11.pdf
GF2051U12 |  |  | Rotary cam switch GF series, changeover switch 1 pole 20A, for front mounting without front plate with key operation for hole Ø22mm fixing | http://datasheet.lovatoelectric.com/Rotary_cam_switches/ENG/GF2051U12.pdf | Commutatore a camme serie GF, commutatore 1 polo da 20A in esecuzione per montaggio frontale senza mostrina con comando a chiave e fissaggio foro diametro 22mm | http://datasheet.lovatoelectric.com/Rotary_cam_switches/ITA/GF2051U12.pdf | Łącznik krzywkowy serii GF, przełącznik sieci, 1 pole, 20A, do montażu tablicowego w otworze 22mm, sterowanie kluczem, bez tabliczki | http://datasheet.lovatoelectric.com/Rotary_cam_switches/POL/GF2051U12.pdf | Rotary cam switch GF series, changeover switch 1 pole 20A, for front mounting without front plate with key operation for hole Ø22mm fixing | http://datasheet.lovatoelectric.com/Rotary_cam_switches/RON/GF2051U12.pdf
GF2051U47 |  |  | Rotary cam switch GF series, changeover switch 1 pole 20A, for snap on front mounting with black handle for hole Ø22mm fixing, front plate 48X48mm | http://datasheet.lovatoelectric.com/Rotary_cam_switches/ENG/GF2051U47.pdf | Commutatore a camme serie GF, commutatore 1 polo da 20A in esecuzione per montaggio frontale con maniglia nera e fissaggio a scatto per foro diametro 22mm, mostrina 48X48mm | http://datasheet.lovatoelectric.com/Rotary_cam_switches/ITA/GF2051U47.pdf | Łącznik krzywkowy serii GF, przełącznik sieci, 1 pole, 20A, do montażu tablicowego w otworze 22mm z czarnym pokrętłem, montowanym na zatrzask do korpusu i tabliczką 48x48mm | http://datasheet.lovatoelectric.com/Rotary_cam_switches/POL/GF2051U47.pdf | Rotary cam switch GF series, changeover switch 1 pole 20A, for snap on front mounting with black handle for hole Ø22mm fixing, front plate 48X48mm | http://datasheet.lovatoelectric.com/Rotary_cam_switches/RON/GF2051U47.pdf
GF2052O |  |  | Rotary cam switch GF series, changeover switch 2 poles 20A, for rear mounting with black handle, front plate 48X48mm | http://datasheet.lovatoelectric.com/Rotary_cam_switches/ENG/GF2052O.pdf | Commutatore a camme serie GF, commutatore 2 poli da 20A in esecuzione per montaggio a fondo quadro con maniglia nera, mostrina 48X48mm | http://datasheet.lovatoelectric.com/Rotary_cam_switches/ITA/GF2052O.pdf | Łącznik krzywkowy serii GF, przełącznik sieci, 2 pola, 20A, do montażu wewnątrz szafy z czarnym pokrętłem i tabliczką 48x48mm | http://datasheet.lovatoelectric.com/Rotary_cam_switches/POL/GF2052O.pdf | Rotary cam switch GF series, changeover switch 2 poles 20A, for rear mounting with black handle, front plate 48X48mm | http://datasheet.lovatoelectric.com/Rotary_cam_switches/RON/GF2052O.pdf
GF2052O48 |  |  | Rotary cam switch GF series, changeover switch 2 poles 20A, modular service cover for 35mm DIN reail mounting with black handle, front plate 45X54mm | http://datasheet.lovatoelectric.com/Rotary_cam_switches/ENG/GF2052O48.pdf | Commutatore a camme serie GF, commutatore 2 poli da 20A in esecuzione modulare per montaggio su guida DIN con maniglia nera, mostrina 45X54mm | http://datasheet.lovatoelectric.com/Rotary_cam_switches/ITA/GF2052O48.pdf | Łącznik krzywkowy serii GF, przełącznik sieci, 2 pola, 20A, wykonanie modułowe do montażu na szynie DIN 35mm, z czarnym pokrętłem i tabliczką 45x54mm | http://datasheet.lovatoelectric.com/Rotary_cam_switches/POL/GF2052O48.pdf | Rotary cam switch GF series, changeover switch 2 poles 20A, modular service cover for 35mm DIN reail mounting with black handle, front plate 45X54mm | http://datasheet.lovatoelectric.com/Rotary_cam_switches/RON/GF2052O48.pdf
GF2052U |  |  | Rotary cam switch GF series, changeover switch 2 poles 20A, for front mounting with black handle, front plate 48X48mm | http://datasheet.lovatoelectric.com/Rotary_cam_switches/ENG/GF2052U.pdf | Commutatore a camme serie GF, commutatore 2 poli da 20A in esecuzione per montaggio frontale con maniglia nera, mostrina 48X48mm | http://datasheet.lovatoelectric.com/Rotary_cam_switches/ITA/GF2052U.pdf | Łącznik krzywkowy serii GF, przełącznik sieci, 2 pola, 20A, do montażu tablicowego, z czarnym pokrętłem i tabliczką 48x48mm | http://datasheet.lovatoelectric.com/Rotary_cam_switches/POL/GF2052U.pdf | Rotary cam switch GF series, changeover switch 2 poles 20A, for front mounting with black handle, front plate 48X48mm | http://datasheet.lovatoelectric.com/Rotary_cam_switches/RON/GF2052U.pdf
GF2052U11 |  |  | Rotary cam switch GF series, changeover switch 2 poles 20A, for front mounting with black handle without front plate for hole Ø22mm fixing | http://datasheet.lovatoelectric.com/Rotary_cam_switches/ENG/GF2052U11.pdf | Commutatore a camme serie GF, commutatore 2 poli da 20A in esecuzione per montaggio frontale con maniglia nera senza mostrina con fissaggio foro diametro 22mm | http://datasheet.lovatoelectric.com/Rotary_cam_switches/ITA/GF2052U11.pdf | Łącznik krzywkowy serii GF, przełącznik sieci, 2 pola, 20A, do montażu tablicowego w otworze 22mm, z czarnym pokrętłem bez tabliczki | http://datasheet.lovatoelectric.com/Rotary_cam_switches/POL/GF2052U11.pdf | Rotary cam switch GF series, changeover switch 2 poles 20A, for front mounting with black handle without front plate for hole Ø22mm fixing | http://datasheet.lovatoelectric.com/Rotary_cam_switches/RON/GF2052U11.pdf
GF2052U12 |  |  | Rotary cam switch GF series, changeover switch 2 poles 20A, for front mounting without front plate with key operation for hole Ø22mm fixing | http://datasheet.lovatoelectric.com/Rotary_cam_switches/ENG/GF2052U12.pdf | Commutatore a camme serie GF, commutatore 2 poli da 20A in esecuzione per montaggio frontale senza mostrina con comando a chiave e fissaggio foro diametro 22mm | http://datasheet.lovatoelectric.com/Rotary_cam_switches/ITA/GF2052U12.pdf | Łącznik krzywkowy serii GF, przełącznik sieci, 2 pola, 20A, do montażu tablicowego w otworze 22mm, sterowanie kluczem, bez tabliczki | http://datasheet.lovatoelectric.com/Rotary_cam_switches/POL/GF2052U12.pdf | Rotary cam switch GF series, changeover switch 2 poles 20A, for front mounting without front plate with key operation for hole Ø22mm fixing | http://datasheet.lovatoelectric.com/Rotary_cam_switches/RON/GF2052U12.pdf
GF2052U47 |  |  | Rotary cam switch GF series, changeover switch 2 poles 20A, for snap on front mounting with black handle for hole Ø22mm fixing, front plate 48X48mm | http://datasheet.lovatoelectric.com/Rotary_cam_switches/ENG/GF2052U47.pdf | Commutatore a camme serie GF, commutatore 2 poli da 20A in esecuzione per montaggio frontale con maniglia nera e fissaggio a scatto per foro diametro 22mm, mostrina 48X48mm | http://datasheet.lovatoelectric.com/Rotary_cam_switches/ITA/GF2052U47.pdf | Łącznik krzywkowy serii GF, przełącznik sieci, 2 pola, 20A, do montażu tablicowego w otworze 22mm z czarnym pokrętłem, montowanym na zatrzask do korpusu i tabliczką 48x48mm | http://datasheet.lovatoelectric.com/Rotary_cam_switches/POL/GF2052U47.pdf | Rotary cam switch GF series, changeover switch 2 poles 20A, for snap on front mounting with black handle for hole Ø22mm fixing, front plate 48X48mm | http://datasheet.lovatoelectric.com/Rotary_cam_switches/RON/GF2052U47.pdf
GF2053O |  |  | Rotary cam switch GF series, changeover switch 3 poles 20A, for rear mounting with black handle, front plate 48X48mm | http://datasheet.lovatoelectric.com/Rotary_cam_switches/ENG/GF2053O.pdf | Commutatore a camme serie GF, commutatore 3 poli da 20A in esecuzione per montaggio a fondo quadro con maniglia nera, mostrina 48X48mm | http://datasheet.lovatoelectric.com/Rotary_cam_switches/ITA/GF2053O.pdf | Łącznik krzywkowy serii GF, przełącznik sieci, 3 pola, 20A, do montażu wewnątrz szafy z czarnym pokrętłem i tabliczką 48x48mm | http://datasheet.lovatoelectric.com/Rotary_cam_switches/POL/GF2053O.pdf | Rotary cam switch GF series, changeover switch 3 poles 20A, for rear mounting with black handle, front plate 48X48mm | http://datasheet.lovatoelectric.com/Rotary_cam_switches/RON/GF2053O.pdf
GF2053O48 |  |  | Rotary cam switch GF series, changeover switch 3 poles 20A, modular service cover for 35mm DIN reail mounting with black handle, front plate 45X54mm | http://datasheet.lovatoelectric.com/Rotary_cam_switches/ENG/GF2053O48.pdf | Commutatore a camme serie GF, commutatore 3 poli da 20A in esecuzione modulare per montaggio su guida DIN con maniglia nera, mostrina 45X54mm | http://datasheet.lovatoelectric.com/Rotary_cam_switches/ITA/GF2053O48.pdf | Łącznik krzywkowy serii GF, przełącznik sieci, 3 pola, 20A, wykonanie modułowe do montażu na szynie DIN 35mm, z czarnym pokrętłem i tabliczką 45x54mm | http://datasheet.lovatoelectric.com/Rotary_cam_switches/POL/GF2053O48.pdf | Rotary cam switch GF series, changeover switch 3 poles 20A, modular service cover for 35mm DIN reail mounting with black handle, front plate 45X54mm | http://datasheet.lovatoelectric.com/Rotary_cam_switches/RON/GF2053O48.pdf
GF2053O88 |  |  |  | http://datasheet.lovatoelectric.com/Rotary_cam_switches/ENG/GF2053O88.pdf |  | http://datasheet.lovatoelectric.com/Rotary_cam_switches/ITA/GF2053O88.pdf |  | http://datasheet.lovatoelectric.com/Rotary_cam_switches/POL/GF2053O88.pdf |  | http://datasheet.lovatoelectric.com/Rotary_cam_switches/RON/GF2053O88.pdf
GF2053U |  |  | Rotary cam switch GF series, changeover switch 3 poles 20A, for front mounting with black handle, front plate 48X48mm | http://datasheet.lovatoelectric.com/Rotary_cam_switches/ENG/GF2053U.pdf | Commutatore a camme serie GF, commutatore 3 poli da 20A in esecuzione per montaggio frontale con maniglia nera, mostrina 48X48mm | http://datasheet.lovatoelectric.com/Rotary_cam_switches/ITA/GF2053U.pdf | Łącznik krzywkowy serii GF, przełącznik sieci, 3 pola, 20A, do montażu tablicowego, z czarnym pokrętłem i tabliczką 48x48mm | http://datasheet.lovatoelectric.com/Rotary_cam_switches/POL/GF2053U.pdf | Rotary cam switch GF series, changeover switch 3 poles 20A, for front mounting with black handle, front plate 48X48mm | http://datasheet.lovatoelectric.com/Rotary_cam_switches/RON/GF2053U.pdf
GF2053U11 |  |  | Rotary cam switch GF series, changeover switch 3 poles 20A, for front mounting with black handle without front plate for hole Ø22mm fixing | http://datasheet.lovatoelectric.com/Rotary_cam_switches/ENG/GF2053U11.pdf | Commutatore a camme serie GF, commutatore 3 poli da 20A in esecuzione per montaggio frontale con maniglia nera senza mostrina con fissaggio foro diametro 22mm | http://datasheet.lovatoelectric.com/Rotary_cam_switches/ITA/GF2053U11.pdf | Łącznik krzywkowy serii GF, przełącznik sieci, 3 pola, 20A, do montażu tablicowego w otworze 22mm, z czarnym pokrętłem bez tabliczki | http://datasheet.lovatoelectric.com/Rotary_cam_switches/POL/GF2053U11.pdf | Rotary cam switch GF series, changeover switch 3 poles 20A, for front mounting with black handle without front plate for hole Ø22mm fixing | http://datasheet.lovatoelectric.com/Rotary_cam_switches/RON/GF2053U11.pdf
GF2053U12 |  |  | Rotary cam switch GF series, changeover switch 3 poles 20A, for front mounting without front plate with key operation for hole Ø22mm fixing | http://datasheet.lovatoelectric.com/Rotary_cam_switches/ENG/GF2053U12.pdf | Commutatore a camme serie GF, commutatore 3 poli da 20A in esecuzione per montaggio frontale senza mostrina con comando a chiave e fissaggio foro diametro 22mm | http://datasheet.lovatoelectric.com/Rotary_cam_switches/ITA/GF2053U12.pdf | Łącznik krzywkowy serii GF, przełącznik sieci, 3 pola, 20A, do montażu tablicowego w otworze 22mm, sterowanie kluczem, bez tabliczki | http://datasheet.lovatoelectric.com/Rotary_cam_switches/POL/GF2053U12.pdf | Rotary cam switch GF series, changeover switch 3 poles 20A, for front mounting without front plate with key operation for hole Ø22mm fixing | http://datasheet.lovatoelectric.com/Rotary_cam_switches/RON/GF2053U12.pdf
GF2053U25 |  |  |  | http://datasheet.lovatoelectric.com/Rotary_cam_switches/ENG/GF2053U25.pdf |  | http://datasheet.lovatoelectric.com/Rotary_cam_switches/ITA/GF2053U25.pdf |  | http://datasheet.lovatoelectric.com/Rotary_cam_switches/POL/GF2053U25.pdf |  | http://datasheet.lovatoelectric.com/Rotary_cam_switches/RON/GF2053U25.pdf
GF2053U47 |  |  | Rotary cam switch GF series, changeover switch 3 poles 20A, for snap on front mounting with black handle for hole Ø22mm fixing, front plate 48X48mm | http://datasheet.lovatoelectric.com/Rotary_cam_switches/ENG/GF2053U47.pdf | Commutatore a camme serie GF, commutatore 3 poli da 20A in esecuzione per montaggio frontale con maniglia nera e fissaggio a scatto per foro diametro 22mm, mostrina 48X48mm | http://datasheet.lovatoelectric.com/Rotary_cam_switches/ITA/GF2053U47.pdf | Łącznik krzywkowy serii GF, przełącznik sieci, 3 pola, 20A, do montażu tablicowego w otworze 22mm z czarnym pokrętłem, montowanym na zatrzask do korpusu i tabliczką 48x48mm | http://datasheet.lovatoelectric.com/Rotary_cam_switches/POL/GF2053U47.pdf | Rotary cam switch GF series, changeover switch 3 poles 20A, for snap on front mounting with black handle for hole Ø22mm fixing, front plate 48X48mm | http://datasheet.lovatoelectric.com/Rotary_cam_switches/RON/GF2053U47.pdf
GF2054O |  |  | Rotary cam switch GF series, changeover switch without 0, 1 pole 20A, for rear mounting with black handle, front plate 48X48mm | http://datasheet.lovatoelectric.com/Rotary_cam_switches/ENG/GF2054O.pdf | Commutatore a camme serie GF, deviatore 1 polo da 20A in esecuzione per montaggio a fondo quadro con maniglia nera, mostrina 48X48mm | http://datasheet.lovatoelectric.com/Rotary_cam_switches/ITA/GF2054O.pdf | Łącznik krzywkowy serii GF, przełącznik sieci bez 0, 1 pole, 20A, do montażu wewnątrz szafy z czarnym pokrętłem i tabliczką 48x48mm | http://datasheet.lovatoelectric.com/Rotary_cam_switches/POL/GF2054O.pdf | Rotary cam switch GF series, changeover switch without 0, 1 pole 20A, for rear mounting with black handle, front plate 48X48mm | http://datasheet.lovatoelectric.com/Rotary_cam_switches/RON/GF2054O.pdf
GF2054O48 |  |  | Rotary cam switch GF series, changeover switch without 0, 1 pole 20A, modular service cover for 35mm DIN reail mounting with black handle, front plate 45X54mm | http://datasheet.lovatoelectric.com/Rotary_cam_switches/ENG/GF2054O48.pdf | Commutatore a camme serie GF, deviatore 1 polo da 20A in esecuzione modulare per montaggio su guida DIN con maniglia nera, mostrina 45X54mm | http://datasheet.lovatoelectric.com/Rotary_cam_switches/ITA/GF2054O48.pdf | Łącznik krzywkowy serii GF, przełącznik sieci bez 0, 1 pole, 20A, wykonanie modułowe do montażu na szynie DIN 35mm, z czarnym pokrętłem i tabliczką 45x54mm | http://datasheet.lovatoelectric.com/Rotary_cam_switches/POL/GF2054O48.pdf | Rotary cam switch GF series, changeover switch without 0, 1 pole 20A, modular service cover for 35mm DIN reail mounting with black handle, front plate 45X54mm | http://datasheet.lovatoelectric.com/Rotary_cam_switches/RON/GF2054O48.pdf
GF2054U |  |  | Rotary cam switch GF series, changeover switch without 0, 1 pole 20A, for front mounting with black handle, front plate 48X48mm | http://datasheet.lovatoelectric.com/Rotary_cam_switches/ENG/GF2054U.pdf | Commutatore a camme serie GF, deviatore 1 polo da 20A in esecuzione per montaggio frontale con maniglia nera, mostrina 48X48mm | http://datasheet.lovatoelectric.com/Rotary_cam_switches/ITA/GF2054U.pdf | Łącznik krzywkowy serii GF, przełącznik sieci bez 0, 1 pole, 20A, do montażu tablicowego, z czarnym pokrętłem i tabliczką 48x48mm | http://datasheet.lovatoelectric.com/Rotary_cam_switches/POL/GF2054U.pdf | Rotary cam switch GF series, changeover switch without 0, 1 pole 20A, for front mounting with black handle, front plate 48X48mm | http://datasheet.lovatoelectric.com/Rotary_cam_switches/RON/GF2054U.pdf
GF2054U11 |  |  | Rotary cam switch GF series, changeover switch without 0, 1 pole 20A, for front mounting with black handle without front plate for hole Ø22mm fixing | http://datasheet.lovatoelectric.com/Rotary_cam_switches/ENG/GF2054U11.pdf | Commutatore a camme serie GF, deviatore 1 polo da 20A in esecuzione per montaggio frontale con maniglia nera senza mostrina con fissaggio foro diametro 22mm | http://datasheet.lovatoelectric.com/Rotary_cam_switches/ITA/GF2054U11.pdf | Łącznik krzywkowy serii GF, przełącznik sieci bez 0, 1 pole, 20A, do montażu tablicowego w otworze 22mm, z czarnym pokrętłem bez tabliczki | http://datasheet.lovatoelectric.com/Rotary_cam_switches/POL/GF2054U11.pdf | Rotary cam switch GF series, changeover switch without 0, 1 pole 20A, for front mounting with black handle without front plate for hole Ø22mm fixing | http://datasheet.lovatoelectric.com/Rotary_cam_switches/RON/GF2054U11.pdf
GF2054U12 |  |  | Rotary cam switch GF series, changeover switch without 0, 1 pole 20A, for front mounting without front plate with key operation for hole Ø22mm fixing | http://datasheet.lovatoelectric.com/Rotary_cam_switches/ENG/GF2054U12.pdf | Commutatore a camme serie GF, deviatore 1 polo da 20A in esecuzione per montaggio frontale senza mostrina con comando a chiave e fissaggio foro diametro 22mm | http://datasheet.lovatoelectric.com/Rotary_cam_switches/ITA/GF2054U12.pdf | Łącznik krzywkowy serii GF, przełącznik sieci bez 0, 1 pole, 20A, do montażu tablicowego w otworze 22mm, sterowanie kluczem, bez tabliczki | http://datasheet.lovatoelectric.com/Rotary_cam_switches/POL/GF2054U12.pdf | Rotary cam switch GF series, changeover switch without 0, 1 pole 20A, for front mounting without front plate with key operation for hole Ø22mm fixing | http://datasheet.lovatoelectric.com/Rotary_cam_switches/RON/GF2054U12.pdf
GF2054U47 |  |  | Rotary cam switch GF series, changeover switch without 0, 1 pole 20A, for snap on front mounting with black handle for hole Ø22mm fixing, front plate 48X48mm | http://datasheet.lovatoelectric.com/Rotary_cam_switches/ENG/GF2054U47.pdf | Commutatore a camme serie GF, deviatore 1 polo da 20A in esecuzione per montaggio frontale con maniglia nera e fissaggio a scatto per foro diametro 22mm, mostrina 48X48mm | http://datasheet.lovatoelectric.com/Rotary_cam_switches/ITA/GF2054U47.pdf | Łącznik krzywkowy serii GF, przełącznik sieci bez 0, 1 pole, 20A, do montażu tablicowego w otworze 22mm z czarnym pokrętłem, montowanym na zatrzask do korpusu i tabliczką 48x48mm | http://datasheet.lovatoelectric.com/Rotary_cam_switches/POL/GF2054U47.pdf | Rotary cam switch GF series, changeover switch without 0, 1 pole 20A, for snap on front mounting with black handle for hole Ø22mm fixing, front plate 48X48mm | http://datasheet.lovatoelectric.com/Rotary_cam_switches/RON/GF2054U47.pdf
GF2055O |  |  | Rotary cam switch GF series, changeover switch without 0, 2 poles 20A, for rear mounting with black handle, front plate 48X48mm | http://datasheet.lovatoelectric.com/Rotary_cam_switches/ENG/GF2055O.pdf | Commutatore a camme serie GF, deviatore 2 poli da 20A in esecuzione per montaggio a fondo quadro con maniglia nera, mostrina 48X48mm | http://datasheet.lovatoelectric.com/Rotary_cam_switches/ITA/GF2055O.pdf | Łącznik krzywkowy serii GF, przełącznik sieci bez 0, 2 pola, 20A, do montażu wewnątrz szafy z czarnym pokrętłem i tabliczką 48x48mm | http://datasheet.lovatoelectric.com/Rotary_cam_switches/POL/GF2055O.pdf | Rotary cam switch GF series, changeover switch without 0, 2 poles 20A, for rear mounting with black handle, front plate 48X48mm | http://datasheet.lovatoelectric.com/Rotary_cam_switches/RON/GF2055O.pdf
GF2055O48 |  |  | Rotary cam switch GF series, changeover switch without 0, 2 poles 20A, modular service cover for 35mm DIN reail mounting with black handle, front plate 45X54mm | http://datasheet.lovatoelectric.com/Rotary_cam_switches/ENG/GF2055O48.pdf | Commutatore a camme serie GF, deviatore 2 poli da 20A in esecuzione modulare per montaggio su guida DIN con maniglia nera, mostrina 45X54mm | http://datasheet.lovatoelectric.com/Rotary_cam_switches/ITA/GF2055O48.pdf | Łącznik krzywkowy serii GF, przełącznik sieci bez 0, 2 pola, 20A, wykonanie modułowe do montażu na szynie DIN 35mm, z czarnym pokrętłem i tabliczką 45x54mm | http://datasheet.lovatoelectric.com/Rotary_cam_switches/POL/GF2055O48.pdf | Rotary cam switch GF series, changeover switch without 0, 2 poles 20A, modular service cover for 35mm DIN reail mounting with black handle, front plate 45X54mm | http://datasheet.lovatoelectric.com/Rotary_cam_switches/RON/GF2055O48.pdf
GF2055U |  |  | Rotary cam switch GF series, changeover switch without 0, 2 poles 20A, for front mounting with black handle, front plate 48X48mm | http://datasheet.lovatoelectric.com/Rotary_cam_switches/ENG/GF2055U.pdf | Commutatore a camme serie GF, deviatore 2 poli da 20A in esecuzione per montaggio frontale con maniglia nera, mostrina 48X48mm | http://datasheet.lovatoelectric.com/Rotary_cam_switches/ITA/GF2055U.pdf | Łącznik krzywkowy serii GF, przełącznik sieci bez 0, 2 pola, 20A, do montażu tablicowego, z czarnym pokrętłem i tabliczką 48x48mm | http://datasheet.lovatoelectric.com/Rotary_cam_switches/POL/GF2055U.pdf | Rotary cam switch GF series, changeover switch without 0, 2 poles 20A, for front mounting with black handle, front plate 48X48mm | http://datasheet.lovatoelectric.com/Rotary_cam_switches/RON/GF2055U.pdf
GF2055U11 |  |  | Rotary cam switch GF series, changeover switch without 0, 2 poles 20A, for front mounting with black handle without front plate for hole Ø22mm fixing | http://datasheet.lovatoelectric.com/Rotary_cam_switches/ENG/GF2055U11.pdf | Commutatore a camme serie GF, deviatore 2 poli da 20A in esecuzione per montaggio frontale con maniglia nera senza mostrina con fissaggio foro diametro 22mm | http://datasheet.lovatoelectric.com/Rotary_cam_switches/ITA/GF2055U11.pdf | Łącznik krzywkowy serii GF, przełącznik sieci bez 0, 2 pola, 20A, do montażu tablicowego w otworze 22mm, z czarnym pokrętłem bez tabliczki | http://datasheet.lovatoelectric.com/Rotary_cam_switches/POL/GF2055U11.pdf | Rotary cam switch GF series, changeover switch without 0, 2 poles 20A, for front mounting with black handle without front plate for hole Ø22mm fixing | http://datasheet.lovatoelectric.com/Rotary_cam_switches/RON/GF2055U11.pdf
GF2055U12 |  |  | Rotary cam switch GF series, changeover switch without 0, 2 poles 20A, for front mounting without front plate with key operation for hole Ø22mm fixing | http://datasheet.lovatoelectric.com/Rotary_cam_switches/ENG/GF2055U12.pdf | Commutatore a camme serie GF, deviatore 2 poli da 20A in esecuzione per montaggio frontale senza mostrina con comando a chiave e fissaggio foro diametro 22mm | http://datasheet.lovatoelectric.com/Rotary_cam_switches/ITA/GF2055U12.pdf | Łącznik krzywkowy serii GF, przełącznik sieci bez 0, 2 pola, 20A, do montażu tablicowego w otworze 22mm, sterowanie kluczem, bez tabliczki | http://datasheet.lovatoelectric.com/Rotary_cam_switches/POL/GF2055U12.pdf | Rotary cam switch GF series, changeover switch without 0, 2 poles 20A, for front mounting without front plate with key operation for hole Ø22mm fixing | http://datasheet.lovatoelectric.com/Rotary_cam_switches/RON/GF2055U12.pdf
GF2055U47 |  |  | Rotary cam switch GF series, changeover switch without 0, 2 poles 20A, for snap on front mounting with black handle for hole Ø22mm fixing, front plate 48X48mm | http://datasheet.lovatoelectric.com/Rotary_cam_switches/ENG/GF2055U47.pdf | Commutatore a camme serie GF, deviatore 2 poli da 20A in esecuzione per montaggio frontale con maniglia nera e fissaggio a scatto per foro diametro 22mm, mostrina 48X48mm | http://datasheet.lovatoelectric.com/Rotary_cam_switches/ITA/GF2055U47.pdf | Łącznik krzywkowy serii GF, przełącznik sieci bez 0, 2 pola, 20A, do montażu tablicowego w otworze 22mm z czarnym pokrętłem, montowanym na zatrzask do korpusu i tabliczką 48x48mm | http://datasheet.lovatoelectric.com/Rotary_cam_switches/POL/GF2055U47.pdf | Rotary cam switch GF series, changeover switch without 0, 2 poles 20A, for snap on front mounting with black handle for hole Ø22mm fixing, front plate 48X48mm | http://datasheet.lovatoelectric.com/Rotary_cam_switches/RON/GF2055U47.pdf
GF2056O |  |  | Rotary cam switch GF series, changeover switch without 0, 3 poles 20A, for rear mounting with black handle, front plate 48X48mm | http://datasheet.lovatoelectric.com/Rotary_cam_switches/ENG/GF2056O.pdf | Commutatore a camme serie GF, deviatore 3 poli da 20A in esecuzione per montaggio a fondo quadro con maniglia nera, mostrina 48X48mm | http://datasheet.lovatoelectric.com/Rotary_cam_switches/ITA/GF2056O.pdf | Łącznik krzywkowy serii GF, przełącznik sieci bez 0, 3 pola, 20A, do montażu wewnątrz szafy z czarnym pokrętłem i tabliczką 48x48mm | http://datasheet.lovatoelectric.com/Rotary_cam_switches/POL/GF2056O.pdf | Rotary cam switch GF series, changeover switch without 0, 3 poles 20A, for rear mounting with black handle, front plate 48X48mm | http://datasheet.lovatoelectric.com/Rotary_cam_switches/RON/GF2056O.pdf
GF2056O48 |  |  | Rotary cam switch GF series, changeover switch without 0, 3 poles 20A, modular service cover for 35mm DIN reail mounting with black handle, front plate 45X54mm | http://datasheet.lovatoelectric.com/Rotary_cam_switches/ENG/GF2056O48.pdf | Commutatore a camme serie GF, deviatore 3 poli da 20A in esecuzione modulare per montaggio su guida DIN con maniglia nera, mostrina 45X54mm | http://datasheet.lovatoelectric.com/Rotary_cam_switches/ITA/GF2056O48.pdf | Łącznik krzywkowy serii GF, przełącznik sieci bez 0, 3 pola, 20A, wykonanie modułowe do montażu na szynie DIN 35mm, z czarnym pokrętłem i tabliczką 45x54mm | http://datasheet.lovatoelectric.com/Rotary_cam_switches/POL/GF2056O48.pdf | Rotary cam switch GF series, changeover switch without 0, 3 poles 20A, modular service cover for 35mm DIN reail mounting with black handle, front plate 45X54mm | http://datasheet.lovatoelectric.com/Rotary_cam_switches/RON/GF2056O48.pdf
GF2056U |  |  | Rotary cam switch GF series, changeover switch without 0, 3 poles 20A, for front mounting with black handle, front plate 48X48mm | http://datasheet.lovatoelectric.com/Rotary_cam_switches/ENG/GF2056U.pdf | Commutatore a camme serie GF, deviatore 3 poli da 20A in esecuzione per montaggio frontale con maniglia nera, mostrina 48X48mm | http://datasheet.lovatoelectric.com/Rotary_cam_switches/ITA/GF2056U.pdf | Łącznik krzywkowy serii GF, przełącznik sieci bez 0, 3 pola, 20A, do montażu tablicowego, z czarnym pokrętłem i tabliczką 48x48mm | http://datasheet.lovatoelectric.com/Rotary_cam_switches/POL/GF2056U.pdf | Rotary cam switch GF series, changeover switch without 0, 3 poles 20A, for front mounting with black handle, front plate 48X48mm | http://datasheet.lovatoelectric.com/Rotary_cam_switches/RON/GF2056U.pdf
GF2056U11 |  |  | Rotary cam switch GF series, changeover switch without 0, 3 poles 20A, for front mounting with black handle without front plate for hole Ø22mm fixing | http://datasheet.lovatoelectric.com/Rotary_cam_switches/ENG/GF2056U11.pdf | Commutatore a camme serie GF, deviatore 3 poli da 20A in esecuzione per montaggio frontale con maniglia nera senza mostrina con fissaggio foro diametro 22mm | http://datasheet.lovatoelectric.com/Rotary_cam_switches/ITA/GF2056U11.pdf | Łącznik krzywkowy serii GF, przełącznik sieci bez 0, 3 pola, 20A, do montażu tablicowego w otworze 22mm, z czarnym pokrętłem bez tabliczki | http://datasheet.lovatoelectric.com/Rotary_cam_switches/POL/GF2056U11.pdf | Rotary cam switch GF series, changeover switch without 0, 3 poles 20A, for front mounting with black handle without front plate for hole Ø22mm fixing | http://datasheet.lovatoelectric.com/Rotary_cam_switches/RON/GF2056U11.pdf
GF2056U12 |  |  | Rotary cam switch GF series, changeover switch without 0, 3 poles 20A, for front mounting without front plate with key operation for hole Ø22mm fixing | http://datasheet.lovatoelectric.com/Rotary_cam_switches/ENG/GF2056U12.pdf | Commutatore a camme serie GF, deviatore 3 poli da 20A in esecuzione per montaggio frontale senza mostrina con comando a chiave e fissaggio foro diametro 22mm | http://datasheet.lovatoelectric.com/Rotary_cam_switches/ITA/GF2056U12.pdf | Łącznik krzywkowy serii GF, przełącznik sieci bez 0, 3 pola, 20A, do montażu tablicowego w otworze 22mm, sterowanie kluczem, bez tabliczki | http://datasheet.lovatoelectric.com/Rotary_cam_switches/POL/GF2056U12.pdf | Rotary cam switch GF series, changeover switch without 0, 3 poles 20A, for front mounting without front plate with key operation for hole Ø22mm fixing | http://datasheet.lovatoelectric.com/Rotary_cam_switches/RON/GF2056U12.pdf
GF2056U47 |  |  | Rotary cam switch GF series, changeover switch without 0, 3 poles 20A, for snap on front mounting with black handle for hole Ø22mm fixing, front plate 48X48mm | http://datasheet.lovatoelectric.com/Rotary_cam_switches/ENG/GF2056U47.pdf | Commutatore a camme serie GF, deviatore 3 poli da 20A in esecuzione per montaggio frontale con maniglia nera e fissaggio a scatto per foro diametro 22mm, mostrina 48X48mm | http://datasheet.lovatoelectric.com/Rotary_cam_switches/ITA/GF2056U47.pdf | Łącznik krzywkowy serii GF, przełącznik sieci bez 0, 3 pola, 20A, do montażu tablicowego w otworze 22mm z czarnym pokrętłem, montowanym na zatrzask do korpusu i tabliczką 48x48mm | http://datasheet.lovatoelectric.com/Rotary_cam_switches/POL/GF2056U47.pdf | Rotary cam switch GF series, changeover switch without 0, 3 poles 20A, for snap on front mounting with black handle for hole Ø22mm fixing, front plate 48X48mm | http://datasheet.lovatoelectric.com/Rotary_cam_switches/RON/GF2056U47.pdf
GF2066O |  |  | Rotary cam switch GF series, voltmeter switch for phase-neutral and phase-phase voltages 20A, for rear mounting with black handle, front plate 48X48mm | http://datasheet.lovatoelectric.com/Rotary_cam_switches/ENG/GF2066O.pdf | Commutatore a camme serie GF, commutatore voltmetrico per tensioni di fase e concatenate da 20A in esecuzione per montaggio a fondo quadro con maniglia nera, mostrina 48X48mm | http://datasheet.lovatoelectric.com/Rotary_cam_switches/ITA/GF2066O.pdf | Łącznik krzywkowy serii GF, przełącznik woltomierzy, napięcia fazowe i międzyfazowe, 20A, do montażu wewnątrz szafy z czarnym pokrętłem i tabliczką 48x48mm | http://datasheet.lovatoelectric.com/Rotary_cam_switches/POL/GF2066O.pdf | Rotary cam switch GF series, voltmeter switch for phase-neutral and phase-phase voltages 20A, for rear mounting with black handle, front plate 48X48mm | http://datasheet.lovatoelectric.com/Rotary_cam_switches/RON/GF2066O.pdf
GF2066O48 |  |  | Rotary cam switch GF series, voltmeter switch for phase-neutral and phase-phase voltages 20A, modular service cover for 35mm DIN reail mounting with black handle, front plate 45X54mm | http://datasheet.lovatoelectric.com/Rotary_cam_switches/ENG/GF2066O48.pdf | Commutatore a camme serie GF, commutatore voltmetrico per tensioni di fase e concatenate da 20A in esecuzione modulare per montaggio su guida DIN con maniglia nera, mostrina 45X54mm | http://datasheet.lovatoelectric.com/Rotary_cam_switches/ITA/GF2066O48.pdf | Łącznik krzywkowy serii GF, przełącznik woltomierzy, napięcia fazowe i międzyfazowe, 20A, wykonanie modułowe do montażu na szynie DIN 35mm, z czarnym pokrętłem i tabliczką 45x54mm | http://datasheet.lovatoelectric.com/Rotary_cam_switches/POL/GF2066O48.pdf | Rotary cam switch GF series, voltmeter switch for phase-neutral and phase-phase voltages 20A, modular service cover for 35mm DIN reail mounting with black handle, front plate 45X54mm | http://datasheet.lovatoelectric.com/Rotary_cam_switches/RON/GF2066O48.pdf
GF2066U |  |  | Rotary cam switch GF series, voltmeter switch for phase-neutral and phase-phase voltages 20A, for front mounting with black handle, front plate 48X48mm | http://datasheet.lovatoelectric.com/Rotary_cam_switches/ENG/GF2066U.pdf | Commutatore a camme serie GF, commutatore voltmetrico per tensioni di fase e concatenate da 20A in esecuzione per montaggio frontale con maniglia nera, mostrina 48X48mm | http://datasheet.lovatoelectric.com/Rotary_cam_switches/ITA/GF2066U.pdf | Łącznik krzywkowy serii GF, przełącznik woltomierzy, napięcia fazowe i międzyfazowe, 20A, do montażu tablicowego, z czarnym pokrętłem i tabliczką 48x48mm | http://datasheet.lovatoelectric.com/Rotary_cam_switches/POL/GF2066U.pdf | Rotary cam switch GF series, voltmeter switch for phase-neutral and phase-phase voltages 20A, for front mounting with black handle, front plate 48X48mm | http://datasheet.lovatoelectric.com/Rotary_cam_switches/RON/GF2066U.pdf
GF2066U47 |  |  | Rotary cam switch GF series, voltmeter switch for phase-neutral and phase-phase voltages 20A, for snap on front mounting with black handle for hole Ø22mm fixing, front plate 48X48mm | http://datasheet.lovatoelectric.com/Rotary_cam_switches/ENG/GF2066U47.pdf | Commutatore a camme serie GF, commutatore voltmetrico per tensioni di fase e concatenate da 20A in esecuzione per montaggio frontale con maniglia nera e fissaggio a scatto per foro diametro 22mm, mostrina 48X48mm | http://datasheet.lovatoelectric.com/Rotary_cam_switches/ITA/GF2066U47.pdf | Łącznik krzywkowy serii GF, przełącznik woltomierzy, napięcia fazowe i międzyfazowe, 20A, do montażu tablicowego w otworze 22mm z czarnym pokrętłem, montowanym na zatrzask do korpusu i tabliczką 48x48mm | http://datasheet.lovatoelectric.com/Rotary_cam_switches/POL/GF2066U47.pdf | Rotary cam switch GF series, voltmeter switch for phase-neutral and phase-phase voltages 20A, for snap on front mounting with black handle for hole Ø22mm fixing, front plate 48X48mm | http://datasheet.lovatoelectric.com/Rotary_cam_switches/RON/GF2066U47.pdf
GF2067O |  |  | Rotary cam switch GF series, voltmeter switch for phase-phase voltages 20A, for rear mounting with black handle, front plate 48X48mm | http://datasheet.lovatoelectric.com/Rotary_cam_switches/ENG/GF2067O.pdf | Commutatore a camme serie GF, commutatore voltmetrico per tensioni concatenate da 20A in esecuzione per montaggio a fondo quadro con maniglia nera, mostrina 48X48mm | http://datasheet.lovatoelectric.com/Rotary_cam_switches/ITA/GF2067O.pdf | Łącznik krzywkowy serii GF, przełącznik woltomierzy, napięcia międzyfazowe, 20A, do montażu wewnątrz szafy z czarnym pokrętłem i tabliczką 48x48mm | http://datasheet.lovatoelectric.com/Rotary_cam_switches/POL/GF2067O.pdf | Rotary cam switch GF series, voltmeter switch for phase-phase voltages 20A, for rear mounting with black handle, front plate 48X48mm | http://datasheet.lovatoelectric.com/Rotary_cam_switches/RON/GF2067O.pdf
GF2067O48 |  |  | Rotary cam switch GF series, voltmeter switch for phase-phase voltages 20A, modular service cover for 35mm DIN reail mounting with black handle, front plate 45X54mm | http://datasheet.lovatoelectric.com/Rotary_cam_switches/ENG/GF2067O48.pdf | Commutatore a camme serie GF, commutatore voltmetrico per tensioni concatenate da 20A in esecuzione modulare per montaggio su guida DIN con maniglia nera, mostrina 45X54mm | http://datasheet.lovatoelectric.com/Rotary_cam_switches/ITA/GF2067O48.pdf | Łącznik krzywkowy serii GF, przełącznik woltomierzy, napięcia międzyfazowe, 20A, wykonanie modułowe do montażu na szynie DIN 35mm, z czarnym pokrętłem i tabliczką 45x54mm | http://datasheet.lovatoelectric.com/Rotary_cam_switches/POL/GF2067O48.pdf | Rotary cam switch GF series, voltmeter switch for phase-phase voltages 20A, modular service cover for 35mm DIN reail mounting with black handle, front plate 45X54mm | http://datasheet.lovatoelectric.com/Rotary_cam_switches/RON/GF2067O48.pdf
GF2067U |  |  | Rotary cam switch GF series, voltmeter switch for phase-phase voltages 20A, for front mounting with black handle, front plate 48X48mm | http://datasheet.lovatoelectric.com/Rotary_cam_switches/ENG/GF2067U.pdf | Commutatore a camme serie GF, commutatore voltmetrico per tensioni concatenate da 20A in esecuzione per montaggio frontale con maniglia nera, mostrina 48X48mm | http://datasheet.lovatoelectric.com/Rotary_cam_switches/ITA/GF2067U.pdf | Łącznik krzywkowy serii GF, przełącznik woltomierzy, napięcia międzyfazowe, 20A, do montażu tablicowego, z czarnym pokrętłem i tabliczką 48x48mm | http://datasheet.lovatoelectric.com/Rotary_cam_switches/POL/GF2067U.pdf | Rotary cam switch GF series, voltmeter switch for phase-phase voltages 20A, for front mounting with black handle, front plate 48X48mm | http://datasheet.lovatoelectric.com/Rotary_cam_switches/RON/GF2067U.pdf
GF2067U47 |  |  | Rotary cam switch GF series, voltmeter switch for phase-phase voltages 20A, for snap on front mounting with black handle for hole Ø22mm fixing, front plate 48X48mm | http://datasheet.lovatoelectric.com/Rotary_cam_switches/ENG/GF2067U47.pdf | Commutatore a camme serie GF, commutatore voltmetrico per tensioni concatenate da 20A in esecuzione per montaggio frontale con maniglia nera e fissaggio a scatto per foro diametro 22mm, mostrina 48X48mm | http://datasheet.lovatoelectric.com/Rotary_cam_switches/ITA/GF2067U47.pdf | Łącznik krzywkowy serii GF, przełącznik woltomierzy, napięcia międzyfazowe, 20A, do montażu tablicowego w otworze 22mm z czarnym pokrętłem, montowanym na zatrzask do korpusu i tabliczką 48x48mm | http://datasheet.lovatoelectric.com/Rotary_cam_switches/POL/GF2067U47.pdf | Rotary cam switch GF series, voltmeter switch for phase-phase voltages 20A, for snap on front mounting with black handle for hole Ø22mm fixing, front plate 48X48mm | http://datasheet.lovatoelectric.com/Rotary_cam_switches/RON/GF2067U47.pdf
GF2068O |  |  | Rotary cam switch GF series, voltmeter switch for phase-neutral voltages 20A, for rear mounting with black handle, front plate 48X48mm | http://datasheet.lovatoelectric.com/Rotary_cam_switches/ENG/GF2068O.pdf | Commutatore a camme serie GF, commutatore voltmetrico per tensioni di fase da 20A in esecuzione per montaggio a fondo quadro con maniglia nera, mostrina 48X48mm | http://datasheet.lovatoelectric.com/Rotary_cam_switches/ITA/GF2068O.pdf | Łącznik krzywkowy serii GF, przełącznik woltomierzy, napięcia fazowe, 20A, do montażu wewnątrz szafy z czarnym pokrętłem i tabliczką 48x48mm | http://datasheet.lovatoelectric.com/Rotary_cam_switches/POL/GF2068O.pdf | Rotary cam switch GF series, voltmeter switch for phase-neutral voltages 20A, for rear mounting with black handle, front plate 48X48mm | http://datasheet.lovatoelectric.com/Rotary_cam_switches/RON/GF2068O.pdf
GF2068O48 |  |  | Rotary cam switch GF series, voltmeter switch for phase-neutral voltages 20A, modular service cover for 35mm DIN reail mounting with black handle, front plate 45X54mm | http://datasheet.lovatoelectric.com/Rotary_cam_switches/ENG/GF2068O48.pdf | Commutatore a camme serie GF, commutatore voltmetrico per tensioni di fase da 20A in esecuzione modulare per montaggio su guida DIN con maniglia nera, mostrina 45X54mm | http://datasheet.lovatoelectric.com/Rotary_cam_switches/ITA/GF2068O48.pdf | Łącznik krzywkowy serii GF, przełącznik woltomierzy, napięcia fazowe, 20A, wykonanie modułowe do montażu na szynie DIN 35mm, z czarnym pokrętłem i tabliczką 45x54mm | http://datasheet.lovatoelectric.com/Rotary_cam_switches/POL/GF2068O48.pdf | Rotary cam switch GF series, voltmeter switch for phase-neutral voltages 20A, modular service cover for 35mm DIN reail mounting with black handle, front plate 45X54mm | http://datasheet.lovatoelectric.com/Rotary_cam_switches/RON/GF2068O48.pdf
GF2068U |  |  | Rotary cam switch GF series, voltmeter switch for phase-neutral voltages 20A, for front mounting with black handle, front plate 48X48mm | http://datasheet.lovatoelectric.com/Rotary_cam_switches/ENG/GF2068U.pdf | Commutatore a camme serie GF, commutatore voltmetrico per tensioni cdi fase da 20A in esecuzione per montaggio frontale con maniglia nera, mostrina 48X48mm | http://datasheet.lovatoelectric.com/Rotary_cam_switches/ITA/GF2068U.pdf | Łącznik krzywkowy serii GF, przełącznik woltomierzy, napięcia fazowe, 20A, do montażu tablicowego, z czarnym pokrętłem i tabliczką 48x48mm | http://datasheet.lovatoelectric.com/Rotary_cam_switches/POL/GF2068U.pdf | Rotary cam switch GF series, voltmeter switch for phase-neutral voltages 20A, for front mounting with black handle, front plate 48X48mm | http://datasheet.lovatoelectric.com/Rotary_cam_switches/RON/GF2068U.pdf
GF2068U47 |  |  | Rotary cam switch GF series, voltmeter switch for phase-neutral voltages 20A, for snap on front mounting with black handle for hole Ø22mm fixing, front plate 48X48mm | http://datasheet.lovatoelectric.com/Rotary_cam_switches/ENG/GF2068U47.pdf | Commutatore a camme serie GF, commutatore voltmetrico per tensioni di fase da 20A in esecuzione per montaggio frontale con maniglia nera e fissaggio a scatto per foro diametro 22mm, mostrina 48X48mm | http://datasheet.lovatoelectric.com/Rotary_cam_switches/ITA/GF2068U47.pdf | Łącznik krzywkowy serii GF, przełącznik woltomierzy, napięcia fazowe, 20A, do montażu tablicowego w otworze 22mm z czarnym pokrętłem, montowanym na zatrzask do korpusu i tabliczką 48x48mm | http://datasheet.lovatoelectric.com/Rotary_cam_switches/POL/GF2068U47.pdf | Rotary cam switch GF series, voltmeter switch for phase-neutral voltages 20A, for snap on front mounting with black handle for hole Ø22mm fixing, front plate 48X48mm | http://datasheet.lovatoelectric.com/Rotary_cam_switches/RON/GF2068U47.pdf
GF2069O |  |  | Rotary cam switch GF series, changeover switch without 0, 4 poles 20A, for rear mounting with black handle, front plate 48X48mm | http://datasheet.lovatoelectric.com/Rotary_cam_switches/ENG/GF2069O.pdf | Commutatore a camme serie GF, deviatore 4 poli da 20A in esecuzione per montaggio a fondo quadro con maniglia nera, mostrina 48X48mm | http://datasheet.lovatoelectric.com/Rotary_cam_switches/ITA/GF2069O.pdf | Łącznik krzywkowy serii GF, przełącznik sieci bez 0, 4 pola, 20A, do montażu wewnątrz szafy z czarnym pokrętłem i tabliczką 48x48mm | http://datasheet.lovatoelectric.com/Rotary_cam_switches/POL/GF2069O.pdf | Rotary cam switch GF series, changeover switch without 0, 4 poles 20A, for rear mounting with black handle, front plate 48X48mm | http://datasheet.lovatoelectric.com/Rotary_cam_switches/RON/GF2069O.pdf
GF2069O48 |  |  | Rotary cam switch GF series, changeover switch without 0, 4 poles 20A, modular service cover for 35mm DIN reail mounting with black handle, front plate 45X54mm | http://datasheet.lovatoelectric.com/Rotary_cam_switches/ENG/GF2069O48.pdf | Commutatore a camme serie GF, deviatore 4 poli da 20A in esecuzione modulare per montaggio su guida DIN con maniglia nera, mostrina 45X54mm | http://datasheet.lovatoelectric.com/Rotary_cam_switches/ITA/GF2069O48.pdf | Łącznik krzywkowy serii GF, przełącznik sieci bez 0, 4 pola, 20A, wykonanie modułowe do montażu na szynie DIN 35mm, z czarnym pokrętłem i tabliczką 45x54mm | http://datasheet.lovatoelectric.com/Rotary_cam_switches/POL/GF2069O48.pdf | Rotary cam switch GF series, changeover switch without 0, 4 poles 20A, modular service cover for 35mm DIN reail mounting with black handle, front plate 45X54mm | http://datasheet.lovatoelectric.com/Rotary_cam_switches/RON/GF2069O48.pdf
GF2069U |  |  | Rotary cam switch GF series, changeover switch without 0, 4 poles 20A, for front mounting with black handle, front plate 48X48mm | http://datasheet.lovatoelectric.com/Rotary_cam_switches/ENG/GF2069U.pdf | Commutatore a camme serie GF, deviatore 4 poli da 20A in esecuzione per montaggio frontale con maniglia nera, mostrina 48X48mm | http://datasheet.lovatoelectric.com/Rotary_cam_switches/ITA/GF2069U.pdf | Łącznik krzywkowy serii GF, przełącznik sieci bez 0, 4 pola, 20A, do montażu tablicowego, z czarnym pokrętłem i tabliczką 48x48mm | http://datasheet.lovatoelectric.com/Rotary_cam_switches/POL/GF2069U.pdf | Rotary cam switch GF series, changeover switch without 0, 4 poles 20A, for front mounting with black handle, front plate 48X48mm | http://datasheet.lovatoelectric.com/Rotary_cam_switches/RON/GF2069U.pdf
GF2069U11 |  |  | Rotary cam switch GF series, changeover switch without 0, 4 poles 20A, for front mounting with black handle without front plate for hole Ø22mm fixing | http://datasheet.lovatoelectric.com/Rotary_cam_switches/ENG/GF2069U11.pdf | Commutatore a camme serie GF, deviatore 4 poli da 20A in esecuzione per montaggio frontale con maniglia nera senza mostrina con fissaggio foro diametro 22mm | http://datasheet.lovatoelectric.com/Rotary_cam_switches/ITA/GF2069U11.pdf | Łącznik krzywkowy serii GF, przełącznik sieci bez 0, 4 pola, 20A, do montażu tablicowego w otworze 22mm, z czarnym pokrętłem bez tabliczki | http://datasheet.lovatoelectric.com/Rotary_cam_switches/POL/GF2069U11.pdf | Rotary cam switch GF series, changeover switch without 0, 4 poles 20A, for front mounting with black handle without front plate for hole Ø22mm fixing | http://datasheet.lovatoelectric.com/Rotary_cam_switches/RON/GF2069U11.pdf
GF2069U12 |  |  | Rotary cam switch GF series, changeover switch without 0, 4 poles 20A, for front mounting without front plate with key operation for hole Ø22mm fixing | http://datasheet.lovatoelectric.com/Rotary_cam_switches/ENG/GF2069U12.pdf | Commutatore a camme serie GF, deviatore 4 poli da 20A in esecuzione per montaggio frontale senza mostrina con comando a chiave e fissaggio foro diametro 22mm | http://datasheet.lovatoelectric.com/Rotary_cam_switches/ITA/GF2069U12.pdf | Łącznik krzywkowy serii GF, przełącznik sieci bez 0, 4 pola, 20A, do montażu tablicowego w otworze 22mm, sterowanie kluczem, bez tabliczki | http://datasheet.lovatoelectric.com/Rotary_cam_switches/POL/GF2069U12.pdf | Rotary cam switch GF series, changeover switch without 0, 4 poles 20A, for front mounting without front plate with key operation for hole Ø22mm fixing | http://datasheet.lovatoelectric.com/Rotary_cam_switches/RON/GF2069U12.pdf
GF2069U47 |  |  | Rotary cam switch GF series, changeover switch without 0, 4 poles 20A, for snap on front mounting with black handle for hole Ø22mm fixing, front plate 48X48mm | http://datasheet.lovatoelectric.com/Rotary_cam_switches/ENG/GF2069U47.pdf | Commutatore a camme serie GF, deviatore 4 poli da 20A in esecuzione per montaggio frontale con maniglia nera e fissaggio a scatto per foro diametro 22mm, mostrina 48X48mm | http://datasheet.lovatoelectric.com/Rotary_cam_switches/ITA/GF2069U47.pdf | Łącznik krzywkowy serii GF, przełącznik sieci bez 0, 4 pola, 20A, do montażu tablicowego w otworze 22mm z czarnym pokrętłem, montowanym na zatrzask do korpusu i tabliczką 48x48mm | http://datasheet.lovatoelectric.com/Rotary_cam_switches/POL/GF2069U47.pdf | Rotary cam switch GF series, changeover switch without 0, 4 poles 20A, for snap on front mounting with black handle for hole Ø22mm fixing, front plate 48X48mm | http://datasheet.lovatoelectric.com/Rotary_cam_switches/RON/GF2069U47.pdf
GF2075O |  |  | Rotary cam switch GF series, changeover switch 4 poles 20A, for rear mounting with black handle, front plate 48X48mm | http://datasheet.lovatoelectric.com/Rotary_cam_switches/ENG/GF2075O.pdf | Commutatore a camme serie GF, commutatore 4 poli da 20A in esecuzione per montaggio a fondo quadro con maniglia nera, mostrina 48X48mm | http://datasheet.lovatoelectric.com/Rotary_cam_switches/ITA/GF2075O.pdf | Łącznik krzywkowy serii GF, przełącznik sieci, 4 pola, 20A, do montażu wewnątrz szafy z czarnym pokrętłem i tabliczką 48x48mm | http://datasheet.lovatoelectric.com/Rotary_cam_switches/POL/GF2075O.pdf | Rotary cam switch GF series, changeover switch 4 poles 20A, for rear mounting with black handle, front plate 48X48mm | http://datasheet.lovatoelectric.com/Rotary_cam_switches/RON/GF2075O.pdf
GF2075O48 |  |  | Rotary cam switch GF series, changeover switch 4 poles 20A, modular service cover for 35mm DIN reail mounting with black handle, front plate 45X54mm | http://datasheet.lovatoelectric.com/Rotary_cam_switches/ENG/GF2075O48.pdf | Commutatore a camme serie GF, commutatore 4 poli da 20A in esecuzione modulare per montaggio su guida DIN con maniglia nera, mostrina 45X54mm | http://datasheet.lovatoelectric.com/Rotary_cam_switches/ITA/GF2075O48.pdf | Łącznik krzywkowy serii GF, przełącznik sieci, 4 pola, 20A, wykonanie modułowe do montażu na szynie DIN 35mm, z czarnym pokrętłem i tabliczką 45x54mm | http://datasheet.lovatoelectric.com/Rotary_cam_switches/POL/GF2075O48.pdf | Rotary cam switch GF series, changeover switch 4 poles 20A, modular service cover for 35mm DIN reail mounting with black handle, front plate 45X54mm | http://datasheet.lovatoelectric.com/Rotary_cam_switches/RON/GF2075O48.pdf
GF2075U |  |  | Rotary cam switch GF series, changeover switch 4 poles 20A, for front mounting with black handle, front plate 48X48mm | http://datasheet.lovatoelectric.com/Rotary_cam_switches/ENG/GF2075U.pdf | Commutatore a camme serie GF, commutatore 4 poli da 20A in esecuzione per montaggio frontale con maniglia nera, mostrina 48X48mm | http://datasheet.lovatoelectric.com/Rotary_cam_switches/ITA/GF2075U.pdf | Łącznik krzywkowy serii GF, przełącznik sieci, 4 pola, 20A, do montażu tablicowego, z czarnym pokrętłem i tabliczką 48x48mm | http://datasheet.lovatoelectric.com/Rotary_cam_switches/POL/GF2075U.pdf | Rotary cam switch GF series, changeover switch 4 poles 20A, for front mounting with black handle, front plate 48X48mm | http://datasheet.lovatoelectric.com/Rotary_cam_switches/RON/GF2075U.pdf
GF2075U11 |  |  | Rotary cam switch GF series, changeover switch 4 poles 20A, for front mounting with black handle without front plate for hole Ø22mm fixing | http://datasheet.lovatoelectric.com/Rotary_cam_switches/ENG/GF2075U11.pdf | Commutatore a camme serie GF, commutatore 4 poli da 20A in esecuzione per montaggio frontale con maniglia nera senza mostrina con fissaggio foro diametro 22mm | http://datasheet.lovatoelectric.com/Rotary_cam_switches/ITA/GF2075U11.pdf | Łącznik krzywkowy serii GF, przełącznik sieci, 4 pola, 20A, do montażu tablicowego w otworze 22mm, z czarnym pokrętłem bez tabliczki | http://datasheet.lovatoelectric.com/Rotary_cam_switches/POL/GF2075U11.pdf | Rotary cam switch GF series, changeover switch 4 poles 20A, for front mounting with black handle without front plate for hole Ø22mm fixing | http://datasheet.lovatoelectric.com/Rotary_cam_switches/RON/GF2075U11.pdf
GF2075U12 |  |  | Rotary cam switch GF series, changeover switch 4 poles 20A, for front mounting without front plate with key operation for hole Ø22mm fixing | http://datasheet.lovatoelectric.com/Rotary_cam_switches/ENG/GF2075U12.pdf | Commutatore a camme serie GF, commutatore 4 poli da 20A in esecuzione per montaggio frontale senza mostrina con comando a chiave e fissaggio foro diametro 22mm | http://datasheet.lovatoelectric.com/Rotary_cam_switches/ITA/GF2075U12.pdf | Łącznik krzywkowy serii GF, przełącznik sieci, 4 pola, 20A, do montażu tablicowego w otworze 22mm, sterowanie kluczem, bez tabliczki | http://datasheet.lovatoelectric.com/Rotary_cam_switches/POL/GF2075U12.pdf | Rotary cam switch GF series, changeover switch 4 poles 20A, for front mounting without front plate with key operation for hole Ø22mm fixing | http://datasheet.lovatoelectric.com/Rotary_cam_switches/RON/GF2075U12.pdf
GF2075U47 |  |  | Rotary cam switch GF series, changeover switch 4 poles 20A, for snap on front mounting with black handle for hole Ø22mm fixing, front plate 48X48mm | http://datasheet.lovatoelectric.com/Rotary_cam_switches/ENG/GF2075U47.pdf | Commutatore a camme serie GF, commutatore 4 poli da 20A in esecuzione per montaggio frontale con maniglia nera e fissaggio a scatto per foro diametro 22mm, mostrina 48X48mm | http://datasheet.lovatoelectric.com/Rotary_cam_switches/ITA/GF2075U47.pdf | Łącznik krzywkowy serii GF, przełącznik sieci, 4 pola, 20A, do montażu tablicowego w otworze 22mm z czarnym pokrętłem, montowanym na zatrzask do korpusu i tabliczką 48x48mm | http://datasheet.lovatoelectric.com/Rotary_cam_switches/POL/GF2075U47.pdf | Rotary cam switch GF series, changeover switch 4 poles 20A, for snap on front mounting with black handle for hole Ø22mm fixing, front plate 48X48mm | http://datasheet.lovatoelectric.com/Rotary_cam_switches/RON/GF2075U47.pdf
GF2082O |  |  | Rotary cam switch GF series, multi-step 1-2-3, 1 pole 20A, for rear mounting with black handle, front plate 48X48mm | http://datasheet.lovatoelectric.com/Rotary_cam_switches/ENG/GF2082O.pdf | Commutatore a camme serie GF, multivia 1-2-3 1 polo da 20A in esecuzione per montaggio a fondo quadro con maniglia nera, mostrina 48X48mm | http://datasheet.lovatoelectric.com/Rotary_cam_switches/ITA/GF2082O.pdf | Łącznik krzywkowy serii GF, wielopozycyjny 1-2-3, 1 pole, 20A, do montażu wewnątrz szafy z czarnym pokrętłem i tabliczką 48x48mm | http://datasheet.lovatoelectric.com/Rotary_cam_switches/POL/GF2082O.pdf | Rotary cam switch GF series, multi-step 1-2-3, 1 pole 20A, for rear mounting with black handle, front plate 48X48mm | http://datasheet.lovatoelectric.com/Rotary_cam_switches/RON/GF2082O.pdf
GF2082O48 |  |  | Rotary cam switch GF series, multi-step 1-2-3, 1 pole 20A, modular service cover for 35mm DIN reail mounting with black handle, front plate 45X54mm | http://datasheet.lovatoelectric.com/Rotary_cam_switches/ENG/GF2082O48.pdf | Commutatore a camme serie GF, multivia 1-2-3 1 polo da 20A in esecuzione modulare per montaggio su guida DIN con maniglia nera, mostrina 45X54mm | http://datasheet.lovatoelectric.com/Rotary_cam_switches/ITA/GF2082O48.pdf | Łącznik krzywkowy serii GF, wielopozycyjny 1-2-3, 1 pole, 20A, wykonanie modułowe do montażu na szynie DIN 35mm, z czarnym pokrętłem i tabliczką 45x54mm | http://datasheet.lovatoelectric.com/Rotary_cam_switches/POL/GF2082O48.pdf | Rotary cam switch GF series, multi-step 1-2-3, 1 pole 20A, modular service cover for 35mm DIN reail mounting with black handle, front plate 45X54mm | http://datasheet.lovatoelectric.com/Rotary_cam_switches/RON/GF2082O48.pdf
GF2082U |  |  | Rotary cam switch GF series, multi-step 1-2-3, 1 pole 20A, for front mounting with black handle, front plate 48X48mm | http://datasheet.lovatoelectric.com/Rotary_cam_switches/ENG/GF2082U.pdf | Commutatore a camme serie GF, multivia 1-2-3 1 polo da 20A in esecuzione per montaggio frontale con maniglia nera, mostrina 48X48mm | http://datasheet.lovatoelectric.com/Rotary_cam_switches/ITA/GF2082U.pdf | Łącznik krzywkowy serii GF, wielopozycyjny 1-2-3, 1 pole, 20A, do montażu tablicowego, z czarnym pokrętłem i tabliczką 48x48mm | http://datasheet.lovatoelectric.com/Rotary_cam_switches/POL/GF2082U.pdf | Rotary cam switch GF series, multi-step 1-2-3, 1 pole 20A, for front mounting with black handle, front plate 48X48mm | http://datasheet.lovatoelectric.com/Rotary_cam_switches/RON/GF2082U.pdf
GF2082U47 |  |  | Rotary cam switch GF series, multi-step 1-2-3, 1 pole 20A, for snap on front mounting with black handle for hole Ø22mm fixing, front plate 48X48mm | http://datasheet.lovatoelectric.com/Rotary_cam_switches/ENG/GF2082U47.pdf | Commutatore a camme serie GF, multivia 1-2-3 1 polo da 20A in esecuzione per montaggio frontale con maniglia nera e fissaggio a scatto per foro diametro 22mm, mostrina 48X48mm | http://datasheet.lovatoelectric.com/Rotary_cam_switches/ITA/GF2082U47.pdf | Łącznik krzywkowy serii GF, wielopozycyjny 1-2-3, 1 pole, 20A, do montażu tablicowego w otworze 22mm z czarnym pokrętłem, montowanym na zatrzask do korpusu i tabliczką 48x48mm | http://datasheet.lovatoelectric.com/Rotary_cam_switches/POL/GF2082U47.pdf | Rotary cam switch GF series, multi-step 1-2-3, 1 pole 20A, for snap on front mounting with black handle for hole Ø22mm fixing, front plate 48X48mm | http://datasheet.lovatoelectric.com/Rotary_cam_switches/RON/GF2082U47.pdf
GF2083O |  |  | Rotary cam switch GF series, multi-step 1-2-3-4, 1 pole 20A, for rear mounting with black handle, front plate 48X48mm | http://datasheet.lovatoelectric.com/Rotary_cam_switches/ENG/GF2083O.pdf | Commutatore a camme serie GF, multivia 1-2-3-4 1 polo da 20A in esecuzione per montaggio a fondo quadro con maniglia nera, mostrina 48X48mm | http://datasheet.lovatoelectric.com/Rotary_cam_switches/ITA/GF2083O.pdf | Łącznik krzywkowy serii GF, wielopozycyjny 1-2-3-4, 1 pole, 20A, do montażu wewnątrz szafy z czarnym pokrętłem i tabliczką 48x48mm | http://datasheet.lovatoelectric.com/Rotary_cam_switches/POL/GF2083O.pdf | Rotary cam switch GF series, multi-step 1-2-3-4, 1 pole 20A, for rear mounting with black handle, front plate 48X48mm | http://datasheet.lovatoelectric.com/Rotary_cam_switches/RON/GF2083O.pdf
GF2083O48 |  |  | Rotary cam switch GF series, multi-step 1-2-3-4, 1 pole 20A, modular service cover for 35mm DIN reail mounting with black handle, front plate 45X54mm | http://datasheet.lovatoelectric.com/Rotary_cam_switches/ENG/GF2083O48.pdf | Commutatore a camme serie GF, multivia 1-2-3-4 1 polo da 20A in esecuzione modulare per montaggio su guida DIN con maniglia nera, mostrina 45X54 | http://datasheet.lovatoelectric.com/Rotary_cam_switches/ITA/GF2083O48.pdf | Łącznik krzywkowy serii GF, wielopozycyjny 1-2-3-4, 1 pole, 20A, wykonanie modułowe do montażu na szynie DIN 35mm, z czarnym pokrętłem i tabliczką 45x54mm | http://datasheet.lovatoelectric.com/Rotary_cam_switches/POL/GF2083O48.pdf | Rotary cam switch GF series, multi-step 1-2-3-4, 1 pole 20A, modular service cover for 35mm DIN reail mounting with black handle, front plate 45X54mm | http://datasheet.lovatoelectric.com/Rotary_cam_switches/RON/GF2083O48.pdf
GF2083U |  |  | Rotary cam switch GF series, multi-step 1-2-3-4, 1 pole 20A, for front mounting with black handle, front plate 48X48mm | http://datasheet.lovatoelectric.com/Rotary_cam_switches/ENG/GF2083U.pdf | Commutatore a camme serie GF, multivia 1-2-3-4 1 polo da 20A in esecuzione per montaggio frontale con maniglia nera, mostrina 48X48mm | http://datasheet.lovatoelectric.com/Rotary_cam_switches/ITA/GF2083U.pdf | Łącznik krzywkowy serii GF, wielopozycyjny 1-2-3-4, 1 pole, 20A, do montażu tablicowego, z czarnym pokrętłem i tabliczką 48x48mm | http://datasheet.lovatoelectric.com/Rotary_cam_switches/POL/GF2083U.pdf | Rotary cam switch GF series, multi-step 1-2-3-4, 1 pole 20A, for front mounting with black handle, front plate 48X48mm | http://datasheet.lovatoelectric.com/Rotary_cam_switches/RON/GF2083U.pdf
GF2083U47 |  |  | Rotary cam switch GF series, multi-step 1-2-3-4, 1 pole 20A, for snap on front mounting with black handle for hole Ø22mm fixing, front plate 48X48mm | http://datasheet.lovatoelectric.com/Rotary_cam_switches/ENG/GF2083U47.pdf | Commutatore a camme serie GF, multivia 1-2-3-4 1 polo da 20A in esecuzione per montaggio frontale con maniglia nera e fissaggio a scatto per foro diametro 22mm, mostrina 48X48mm | http://datasheet.lovatoelectric.com/Rotary_cam_switches/ITA/GF2083U47.pdf | Łącznik krzywkowy serii GF, wielopozycyjny 1-2-3-4, 1 pole, 20A, do montażu tablicowego w otworze 22mm z czarnym pokrętłem, montowanym na zatrzask do korpusu i tabliczką 48x48mm | http://datasheet.lovatoelectric.com/Rotary_cam_switches/POL/GF2083U47.pdf | Rotary cam switch GF series, multi-step 1-2-3-4, 1 pole 20A, for snap on front mounting with black handle for hole Ø22mm fixing, front plate 48X48mm | http://datasheet.lovatoelectric.com/Rotary_cam_switches/RON/GF2083U47.pdf
GF2084O |  |  | Rotary cam switch GF series, multi-step 1-2-3-4-5, 1 pole 20A, for rear mounting with black handle, front plate 48X48mm | http://datasheet.lovatoelectric.com/Rotary_cam_switches/ENG/GF2084O.pdf | Commutatore a camme serie GF, multivia 1-2-3-4-5 1 polo da 20A in esecuzione per montaggio a fondo quadro con maniglia nera, mostrina 48X48 | http://datasheet.lovatoelectric.com/Rotary_cam_switches/ITA/GF2084O.pdf | Łącznik krzywkowy serii GF, wielopozycyjny 1-2-3-4-5, 1 pole, 20A, do montażu wewnątrz szafy z czarnym pokrętłem i tabliczką 48x48mm | http://datasheet.lovatoelectric.com/Rotary_cam_switches/POL/GF2084O.pdf | Rotary cam switch GF series, multi-step 1-2-3-4-5, 1 pole 20A, for rear mounting with black handle, front plate 48X48mm | http://datasheet.lovatoelectric.com/Rotary_cam_switches/RON/GF2084O.pdf
GF2084O48 |  |  | Rotary cam switch GF series, multi-step 1-2-3-4-5, 1 pole 20A, modular service cover for 35mm DIN reail mounting with black handle, front plate 45X54mm | http://datasheet.lovatoelectric.com/Rotary_cam_switches/ENG/GF2084O48.pdf | Commutatore a camme serie GF, multivia 1-2-3-4-5 1 polo da 20A in esecuzione modulare per montaggio su guida DIN con maniglia nera, mostrina 45X54mm | http://datasheet.lovatoelectric.com/Rotary_cam_switches/ITA/GF2084O48.pdf | Łącznik krzywkowy serii GF, wielopozycyjny 1-2-3-4-5, 1 pole, 20A, wykonanie modułowe do montażu na szynie DIN 35mm, z czarnym pokrętłem i tabliczką 45x54mm | http://datasheet.lovatoelectric.com/Rotary_cam_switches/POL/GF2084O48.pdf | Rotary cam switch GF series, multi-step 1-2-3-4-5, 1 pole 20A, modular service cover for 35mm DIN reail mounting with black handle, front plate 45X54mm | http://datasheet.lovatoelectric.com/Rotary_cam_switches/RON/GF2084O48.pdf
GF2084U |  |  | Rotary cam switch GF series, multi-step 1-2-3-4-5, 1 pole 20A, for front mounting with black handle, front plate 48X48mm | http://datasheet.lovatoelectric.com/Rotary_cam_switches/ENG/GF2084U.pdf | Commutatore a camme serie GF, multivia 1-2-3-4-5 1 polo da 20A in esecuzione per montaggio frontale con maniglia nera, mostrina 48X48mm | http://datasheet.lovatoelectric.com/Rotary_cam_switches/ITA/GF2084U.pdf | Łącznik krzywkowy serii GF, wielopozycyjny 1-2-3-4-5, 1 pole, 20A, do montażu tablicowego, z czarnym pokrętłem i tabliczką 48x48mm | http://datasheet.lovatoelectric.com/Rotary_cam_switches/POL/GF2084U.pdf | Rotary cam switch GF series, multi-step 1-2-3-4-5, 1 pole 20A, for front mounting with black handle, front plate 48X48mm | http://datasheet.lovatoelectric.com/Rotary_cam_switches/RON/GF2084U.pdf
GF2084U47 |  |  | Rotary cam switch GF series, multi-step 1-2-3-4-5, 1 pole 20A, for snap on front mounting with black handle for hole Ø22mm fixing, front plate 48X48mm | http://datasheet.lovatoelectric.com/Rotary_cam_switches/ENG/GF2084U47.pdf | Commutatore a camme serie GF, multivia 1-2-3-4-5 1 polo da 20A in esecuzione per montaggio frontale con maniglia nera e fissaggio a scatto per foro diametro 22mm, mostrina 48X48mm | http://datasheet.lovatoelectric.com/Rotary_cam_switches/ITA/GF2084U47.pdf | Łącznik krzywkowy serii GF, wielopozycyjny 1-2-3-4-5, 1 pole, 20A, do montażu tablicowego w otworze 22mm z czarnym pokrętłem, montowanym na zatrzask do korpusu i tabliczką 48x48mm | http://datasheet.lovatoelectric.com/Rotary_cam_switches/POL/GF2084U47.pdf | Rotary cam switch GF series, multi-step 1-2-3-4-5, 1 pole 20A, for snap on front mounting with black handle for hole Ø22mm fixing, front plate 48X48mm | http://datasheet.lovatoelectric.com/Rotary_cam_switches/RON/GF2084U47.pdf
GF2085O |  |  | Rotary cam switch GF series, multi-step 1-2-3-4-5-6, 1 pole 20A, for rear mounting with black handle, front plate 48X48mm | http://datasheet.lovatoelectric.com/Rotary_cam_switches/ENG/GF2085O.pdf | Commutatore a camme serie GF, multivia 1-2-3-4-5-6 1 polo da 20A in esecuzione per montaggio a fondo quadro con maniglia nera, mostrina 48X48 | http://datasheet.lovatoelectric.com/Rotary_cam_switches/ITA/GF2085O.pdf | Łącznik krzywkowy serii GF, wielopozycyjny 1-2-3-4-5-6, 1 pole, 20A, do montażu wewnątrz szafy z czarnym pokrętłem i tabliczką 48x48mm | http://datasheet.lovatoelectric.com/Rotary_cam_switches/POL/GF2085O.pdf | Rotary cam switch GF series, multi-step 1-2-3-4-5-6, 1 pole 20A, for rear mounting with black handle, front plate 48X48mm | http://datasheet.lovatoelectric.com/Rotary_cam_switches/RON/GF2085O.pdf
GF2085O48 |  |  | Rotary cam switch GF series, multi-step 1-2-3-4-5-6, 1 pole 20A, modular service cover for 35mm DIN reail mounting with black handle, front plate 45X54mm | http://datasheet.lovatoelectric.com/Rotary_cam_switches/ENG/GF2085O48.pdf | Commutatore a camme serie GF, multivia 1-2-3-4-5-6 1 polo da 20A in esecuzione modulare per montaggio su guida DIN con maniglia nera, mostrina 45X54mm | http://datasheet.lovatoelectric.com/Rotary_cam_switches/ITA/GF2085O48.pdf | Łącznik krzywkowy serii GF, wielopozycyjny 1-2-3-4-5-6, 1 pole, 20A, wykonanie modułowe do montażu na szynie DIN 35mm, z czarnym pokrętłem i tabliczką 45x54mm | http://datasheet.lovatoelectric.com/Rotary_cam_switches/POL/GF2085O48.pdf | Rotary cam switch GF series, multi-step 1-2-3-4-5-6, 1 pole 20A, modular service cover for 35mm DIN reail mounting with black handle, front plate 45X54mm | http://datasheet.lovatoelectric.com/Rotary_cam_switches/RON/GF2085O48.pdf
GF2085U |  |  | Rotary cam switch GF series, multi-step 1-2-3-4-5-6, 1 pole 20A, for front mounting with black handle, front plate 48X48mm | http://datasheet.lovatoelectric.com/Rotary_cam_switches/ENG/GF2085U.pdf | Commutatore a camme serie GF, multivia 1-2-3-4-5-6 1 polo da 20A in esecuzione per montaggio frontale con maniglia nera, mostrina 48X48mm | http://datasheet.lovatoelectric.com/Rotary_cam_switches/ITA/GF2085U.pdf | Łącznik krzywkowy serii GF, wielopozycyjny 1-2-3-4-5-6, 1 pole, 20A, do montażu tablicowego, z czarnym pokrętłem i tabliczką 48x48mm | http://datasheet.lovatoelectric.com/Rotary_cam_switches/POL/GF2085U.pdf | Rotary cam switch GF series, multi-step 1-2-3-4-5-6, 1 pole 20A, for front mounting with black handle, front plate 48X48mm | http://datasheet.lovatoelectric.com/Rotary_cam_switches/RON/GF2085U.pdf
GF2085U47 |  |  | Rotary cam switch GF series, multi-step 1-2-3-4-5-6, 1 pole 20A, for snap on front mounting with black handle for hole Ø22mm fixing, front plate 48X48mm | http://datasheet.lovatoelectric.com/Rotary_cam_switches/ENG/GF2085U47.pdf | Commutatore a camme serie GF, multivia 1-2-3-4-5-6 1 polo da 20A in esecuzione per montaggio frontale con maniglia nera e fissaggio a scatto per foro diametro 22mm, mostrina 48X48mm | http://datasheet.lovatoelectric.com/Rotary_cam_switches/ITA/GF2085U47.pdf | Łącznik krzywkowy serii GF, wielopozycyjny 1-2-3-4-5-6, 1 pole, 20A, do montażu tablicowego w otworze 22mm z czarnym pokrętłem, montowanym na zatrzask do korpusu i tabliczką 48x48mm | http://datasheet.lovatoelectric.com/Rotary_cam_switches/POL/GF2085U47.pdf | Rotary cam switch GF series, multi-step 1-2-3-4-5-6, 1 pole 20A, for snap on front mounting with black handle for hole Ø22mm fixing, front plate 48X48mm | http://datasheet.lovatoelectric.com/Rotary_cam_switches/RON/GF2085U47.pdf
GF2086O |  |  | Rotary cam switch GF series, multi-step 1-2-3, 2 poles 20A, for rear mounting with black handle, front plate 48X48mm | http://datasheet.lovatoelectric.com/Rotary_cam_switches/ENG/GF2086O.pdf | Commutatore a camme serie GF, multivia 1-2-3 2 poli da 20A in esecuzione per montaggio a fondo quadro con maniglia nera, mostrina 48X48mm | http://datasheet.lovatoelectric.com/Rotary_cam_switches/ITA/GF2086O.pdf | Łącznik krzywkowy serii GF, wielopozycyjny 1-2-3, 2 pola, 20A, do montażu wewnątrz szafy z czarnym pokrętłem i tabliczką 48x48mm | http://datasheet.lovatoelectric.com/Rotary_cam_switches/POL/GF2086O.pdf | Rotary cam switch GF series, multi-step 1-2-3, 2 poles 20A, for rear mounting with black handle, front plate 48X48mm | http://datasheet.lovatoelectric.com/Rotary_cam_switches/RON/GF2086O.pdf
GF2086O48 |  |  | Rotary cam switch GF series, multi-step 1-2-3, 2 poles 20A, modular service cover for 35mm DIN reail mounting with black handle, front plate 45X54mm | http://datasheet.lovatoelectric.com/Rotary_cam_switches/ENG/GF2086O48.pdf | Commutatore a camme serie GF, multivia 1-2-3 2 poli da 20A in esecuzione modulare per montaggio su guida DIN con maniglia nera, mostrina 45X54mm | http://datasheet.lovatoelectric.com/Rotary_cam_switches/ITA/GF2086O48.pdf | Łącznik krzywkowy serii GF, wielopozycyjny 1-2-3, 2 pola, 20A, wykonanie modułowe do montażu na szynie DIN 35mm, z czarnym pokrętłem i tabliczką 45x54mm | http://datasheet.lovatoelectric.com/Rotary_cam_switches/POL/GF2086O48.pdf | Rotary cam switch GF series, multi-step 1-2-3, 2 poles 20A, modular service cover for 35mm DIN reail mounting with black handle, front plate 45X54mm | http://datasheet.lovatoelectric.com/Rotary_cam_switches/RON/GF2086O48.pdf
GF2086U |  |  | Rotary cam switch GF series, multi-step 1-2-3, 2 poles 20A, for front mounting with black handle, front plate 48X48mm | http://datasheet.lovatoelectric.com/Rotary_cam_switches/ENG/GF2086U.pdf | Commutatore a camme serie GF, multivia 1-2-3 2 poli da 20A in esecuzione per montaggio frontale con maniglia nera, mostrina 48X48mm | http://datasheet.lovatoelectric.com/Rotary_cam_switches/ITA/GF2086U.pdf | Łącznik krzywkowy serii GF, wielopozycyjny 1-2-3, 2 pola, 20A, do montażu tablicowego, z czarnym pokrętłem i tabliczką 48x48mm | http://datasheet.lovatoelectric.com/Rotary_cam_switches/POL/GF2086U.pdf | Rotary cam switch GF series, multi-step 1-2-3, 2 poles 20A, for front mounting with black handle, front plate 48X48mm | http://datasheet.lovatoelectric.com/Rotary_cam_switches/RON/GF2086U.pdf
GF2086U47 |  |  | Rotary cam switch GF series, multi-step 1-2-3, 2 poles 20A, for snap on front mounting with black handle for hole Ø22mm fixing, front plate 48X48mm | http://datasheet.lovatoelectric.com/Rotary_cam_switches/ENG/GF2086U47.pdf | Commutatore a camme serie GF, multivia 1-2-3 2 poli da 20A in esecuzione per montaggio frontale con maniglia nera e fissaggio a scatto per foro diametro 22mm, mostrina 48X48mm | http://datasheet.lovatoelectric.com/Rotary_cam_switches/ITA/GF2086U47.pdf | Łącznik krzywkowy serii GF, wielopozycyjny 1-2-3, 2 pola, 20A, do montażu tablicowego w otworze 22mm z czarnym pokrętłem, montowanym na zatrzask do korpusu i tabliczką 48x48mm | http://datasheet.lovatoelectric.com/Rotary_cam_switches/POL/GF2086U47.pdf | Rotary cam switch GF series, multi-step 1-2-3, 2 poles 20A, for snap on front mounting with black handle for hole Ø22mm fixing, front plate 48X48mm | http://datasheet.lovatoelectric.com/Rotary_cam_switches/RON/GF2086U47.pdf
GF2087O |  |  | Rotary cam switch GF series, multi-step 1-2-3-4, 2 poles 20A, for rear mounting with black handle, front plate 48X48mm | http://datasheet.lovatoelectric.com/Rotary_cam_switches/ENG/GF2087O.pdf | Commutatore a camme serie GF, multivia 1-2-3-4 2 poli da 20A in esecuzione per montaggio a fondo quadro con maniglia nera, mostrina 48X48mm | http://datasheet.lovatoelectric.com/Rotary_cam_switches/ITA/GF2087O.pdf | Łącznik krzywkowy serii GF, wielopozycyjny 1-2-3-4, 2 pola, 20A, do montażu wewnątrz szafy z czarnym pokrętłem i tabliczką 48x48mm | http://datasheet.lovatoelectric.com/Rotary_cam_switches/POL/GF2087O.pdf | Rotary cam switch GF series, multi-step 1-2-3-4, 2 poles 20A, for rear mounting with black handle, front plate 48X48mm | http://datasheet.lovatoelectric.com/Rotary_cam_switches/RON/GF2087O.pdf
GF2087O48 |  |  | Rotary cam switch GF series, multi-step 1-2-3-4, 2 poles 20A, modular service cover for 35mm DIN reail mounting with black handle, front plate 45X54mm | http://datasheet.lovatoelectric.com/Rotary_cam_switches/ENG/GF2087O48.pdf | Commutatore a camme serie GF, multivia 1-2-3-4 2 poli da 20A in esecuzione modulare per montaggio su guida DIN con maniglia nera, mostrina 45X54mm | http://datasheet.lovatoelectric.com/Rotary_cam_switches/ITA/GF2087O48.pdf | Łącznik krzywkowy serii GF, wielopozycyjny 1-2-3-4, 2 pola, 20A, wykonanie modułowe do montażu na szynie DIN 35mm, z czarnym pokrętłem i tabliczką 45x54mm | http://datasheet.lovatoelectric.com/Rotary_cam_switches/POL/GF2087O48.pdf | Rotary cam switch GF series, multi-step 1-2-3-4, 2 poles 20A, modular service cover for 35mm DIN reail mounting with black handle, front plate 45X54mm | http://datasheet.lovatoelectric.com/Rotary_cam_switches/RON/GF2087O48.pdf
GF2087U |  |  | Rotary cam switch GF series, multi-step 1-2-3-4, 2 poles 20A, for front mounting with black handle, front plate 48X48mm | http://datasheet.lovatoelectric.com/Rotary_cam_switches/ENG/GF2087U.pdf | Commutatore a camme serie GF, multivia 1-2-3-4 2 poli da 20A in esecuzione per montaggio frontale con maniglia nera, mostrina 48X48mm | http://datasheet.lovatoelectric.com/Rotary_cam_switches/ITA/GF2087U.pdf | Łącznik krzywkowy serii GF, wielopozycyjny 1-2-3-4, 2 pola, 20A, do montażu tablicowego, z czarnym pokrętłem i tabliczką 48x48mm | http://datasheet.lovatoelectric.com/Rotary_cam_switches/POL/GF2087U.pdf | Rotary cam switch GF series, multi-step 1-2-3-4, 2 poles 20A, for front mounting with black handle, front plate 48X48mm | http://datasheet.lovatoelectric.com/Rotary_cam_switches/RON/GF2087U.pdf
GF2087U47 |  |  | Rotary cam switch GF series, multi-step 1-2-3-4, 2 poles 20A, for snap on front mounting with black handle for hole Ø22mm fixing, front plate 48X48mm | http://datasheet.lovatoelectric.com/Rotary_cam_switches/ENG/GF2087U47.pdf | Commutatore a camme serie GF, multivia 1-2-3-4 2 poli da 20A in esecuzione per montaggio frontale con maniglia nera e fissaggio a scatto per foro diametro 22mm, mostrina 48X48mm | http://datasheet.lovatoelectric.com/Rotary_cam_switches/ITA/GF2087U47.pdf | Łącznik krzywkowy serii GF, wielopozycyjny 1-2-3-4, 2 pola, 20A, do montażu tablicowego w otworze 22mm z czarnym pokrętłem, montowanym na zatrzask do korpusu i tabliczką 48x48mm | http://datasheet.lovatoelectric.com/Rotary_cam_switches/POL/GF2087U47.pdf | Rotary cam switch GF series, multi-step 1-2-3-4, 2 poles 20A, for snap on front mounting with black handle for hole Ø22mm fixing, front plate 48X48mm | http://datasheet.lovatoelectric.com/Rotary_cam_switches/RON/GF2087U47.pdf
GF2090O | GF2010O.jpg | http://datasheet.lovatoelectric.com/Rotary_cam_switches/products_images/GF2010O.jpg | Rotary cam switch GF series, ON-OFF switch 1 pole 20A, for rear mounting with black handle, front plate 48X48mm | http://datasheet.lovatoelectric.com/Rotary_cam_switches/ENG/GF2090O.pdf | Commutatore a camme serie GF, interruttore 1 polo da 20A in esecuzione per montaggio a fondo quadro con maniglia nera, mostrina 48X48mm | http://datasheet.lovatoelectric.com/Rotary_cam_switches/ITA/GF2090O.pdf | Łącznik krzywkowy serii GF, rozłącznik, 1 pole, 20A, do montażu wewnątrz szafy z czarnym pokrętłem i tabliczką 48x48mm | http://datasheet.lovatoelectric.com/Rotary_cam_switches/POL/GF2090O.pdf | Rotary cam switch GF series, ON-OFF switch 1 pole 20A, for rear mounting with black handle, front plate 48X48mm | http://datasheet.lovatoelectric.com/Rotary_cam_switches/RON/GF2090O.pdf
GF2090O48 | GF2010O48.jpg | http://datasheet.lovatoelectric.com/Rotary_cam_switches/products_images/GF2010O48.jpg | Rotary cam switch GF series, ON-OFF switch 1 pole 20A, modular service cover for 35mm DIN reail mounting with black handle, front plate 45X54mm | http://datasheet.lovatoelectric.com/Rotary_cam_switches/ENG/GF2090O48.pdf | Commutatore a camme serie GF, interruttore 1 polo da 20A in esecuzione modulare per montaggio su guida DIN con maniglia nera, mostrina 45X54mm | http://datasheet.lovatoelectric.com/Rotary_cam_switches/ITA/GF2090O48.pdf | Łącznik krzywkowy serii GF, rozłącznik, 1 pole, 20A, wykonanie modułowe do montażu na szynie DIN 35mm, z czarnym pokrętłem i tabliczką 45x54mm | http://datasheet.lovatoelectric.com/Rotary_cam_switches/POL/GF2090O48.pdf | Rotary cam switch GF series, ON-OFF switch 1 pole 20A, modular service cover for 35mm DIN reail mounting with black handle, front plate 45X54mm | http://datasheet.lovatoelectric.com/Rotary_cam_switches/RON/GF2090O48.pdf
GF2090O88 | GF2010O88.jpg | http://datasheet.lovatoelectric.com/Rotary_cam_switches/products_images/GF2010O88.jpg | Rotary cam switch GF series, ON-OFF switch 1 pole 20A, for rear mounting with red/yellow handle padlockable in 0, door coupling and protection covers, front plate 48X48mm | http://datasheet.lovatoelectric.com/Rotary_cam_switches/ENG/GF2090O88.pdf | Commutatore a camme serie GF, interruttore 1 polo da 20A in esecuzione per montaggio a fondo quadro con maniglia giallo/rossa lucchettabile in 0 con funzione blocco porta e copriterminali, mostrina 48X48mm | http://datasheet.lovatoelectric.com/Rotary_cam_switches/ITA/GF2090O88.pdf | Łącznik krzywkowy serii GF, rozłącznik, 1 pole, 20A, do montażu wewnątrz szafy, z żółto/czerwonym pokrętłem blokowanym w pozycji 0, trzpieniem, osłonami zacisków i tabliczką 48x48mm | http://datasheet.lovatoelectric.com/Rotary_cam_switches/POL/GF2090O88.pdf | Rotary cam switch GF series, ON-OFF switch 1 pole 20A, for rear mounting with red/yellow handle padlockable in 0, door coupling and protection covers, front plate 48X48mm | http://datasheet.lovatoelectric.com/Rotary_cam_switches/RON/GF2090O88.pdf
GF2090U | GF2010U.jpg | http://datasheet.lovatoelectric.com/Rotary_cam_switches/products_images/GF2010U.jpg | Rotary cam switch GF series, ON-OFF switch 1 pole 20A, for front mounting with black handle, front plate 48X48mm | http://datasheet.lovatoelectric.com/Rotary_cam_switches/ENG/GF2090U.pdf | Commutatore a camme serie GF, interruttore 1 polo da 20A in esecuzione per montaggio frontale con maniglia nera, mostrina 48X48mm | http://datasheet.lovatoelectric.com/Rotary_cam_switches/ITA/GF2090U.pdf | Łącznik krzywkowy serii GF, rozłącznik, 1 pole, 20A, do montażu tablicowego, z czarnym pokrętłem i tabliczką 48x48mm | http://datasheet.lovatoelectric.com/Rotary_cam_switches/POL/GF2090U.pdf | Rotary cam switch GF series, ON-OFF switch 1 pole 20A, for front mounting with black handle, front plate 48X48mm | http://datasheet.lovatoelectric.com/Rotary_cam_switches/RON/GF2090U.pdf
GF2090U11 | GF2010U11.jpg | http://datasheet.lovatoelectric.com/Rotary_cam_switches/products_images/GF2010U11.jpg | Rotary cam switch GF series, ON-OFF switch 1 pole 20A, for front mounting with black handle without front plate for hole Ø22mm fixing | http://datasheet.lovatoelectric.com/Rotary_cam_switches/ENG/GF2090U11.pdf | Commutatore a camme serie GF, interruttore 1 polo da 20A in esecuzione per montaggio frontale con maniglia nera senza mostrina con fissaggio foro diametro 22mm | http://datasheet.lovatoelectric.com/Rotary_cam_switches/ITA/GF2090U11.pdf | Łącznik krzywkowy serii GF, rozłącznik, 1 pole, 20A, do montażu tablicowego w otworze 22mm, z czarnym pokrętłem bez tabliczki | http://datasheet.lovatoelectric.com/Rotary_cam_switches/POL/GF2090U11.pdf | Rotary cam switch GF series, ON-OFF switch 1 pole 20A, for front mounting with black handle without front plate for hole Ø22mm fixing | http://datasheet.lovatoelectric.com/Rotary_cam_switches/RON/GF2090U11.pdf
GF2090U12 | GF2010U12.jpg | http://datasheet.lovatoelectric.com/Rotary_cam_switches/products_images/GF2010U12.jpg | Rotary cam switch GF series, ON-OFF switch 1 pole 20A, for front mounting without front plate with key operation for hole Ø22mm fixing | http://datasheet.lovatoelectric.com/Rotary_cam_switches/ENG/GF2090U12.pdf | Commutatore a camme serie GF, interruttore 1 polo da 20A in esecuzione per montaggio frontale senza mostrina con comando a chiave e fissaggio foro diametro 22mm | http://datasheet.lovatoelectric.com/Rotary_cam_switches/ITA/GF2090U12.pdf | Łącznik krzywkowy serii GF, rozłącznik, 1 pole, 20A, do montażu tablicowego w otworze 22mm, sterowanie kluczem, bez tabliczki | http://datasheet.lovatoelectric.com/Rotary_cam_switches/POL/GF2090U12.pdf | Rotary cam switch GF series, ON-OFF switch 1 pole 20A, for front mounting without front plate with key operation for hole Ø22mm fixing | http://datasheet.lovatoelectric.com/Rotary_cam_switches/RON/GF2090U12.pdf
GF2090U25 | GF2010U25.jpg | http://datasheet.lovatoelectric.com/Rotary_cam_switches/products_images/GF2010U25.jpg | Rotary cam switch GF series, ON-OFF switch 1 pole 20A, for front mounting with red/yellow handle padlockable in 0 and protection covers, front plate 48X48mm | http://datasheet.lovatoelectric.com/Rotary_cam_switches/ENG/GF2090U25.pdf | Commutatore a camme serie GF, interruttore 1 polo da 20A in esecuzione per montaggio frontale con maniglia giallo/rossa lucchettabile in 0 e copriterminali, mostrina 48X48mm | http://datasheet.lovatoelectric.com/Rotary_cam_switches/ITA/GF2090U25.pdf | Łącznik krzywkowy serii GF, rozłącznik, 1 pole, 20A, do montażu tablicowego, z żółto/czerwonym pokrętłem blokowanym w pozycji 0, osłonami zacisków i tabliczką 48x48mm | http://datasheet.lovatoelectric.com/Rotary_cam_switches/POL/GF2090U25.pdf | Rotary cam switch GF series, ON-OFF switch 1 pole 20A, for front mounting with red/yellow handle padlockable in 0 and protection covers, front plate 48X48mm | http://datasheet.lovatoelectric.com/Rotary_cam_switches/RON/GF2090U25.pdf
GF2090U47 | GF2010U47.jpg | http://datasheet.lovatoelectric.com/Rotary_cam_switches/products_images/GF2010U47.jpg | Rotary cam switch GF series, ON-OFF switch 1 pole 20A, for snap on front mounting with black handle for hole Ø22mm fixing, front plate 48X48mm | http://datasheet.lovatoelectric.com/Rotary_cam_switches/ENG/GF2090U47.pdf | Commutatore a camme serie GF, interruttore 1 polo da 20A in esecuzione per montaggio frontale con maniglia nera e fissaggio a scatto per foro diametro 22mm, mostrina 48x48mm | http://datasheet.lovatoelectric.com/Rotary_cam_switches/ITA/GF2090U47.pdf | Łącznik krzywkowy serii GF, rozłącznik, 1 pole, 20A, do montażu tablicowego w otworze 22mm z czarnym pokrętłem, montowanym na zatrzask do korpusu i tabliczką 48x48mm | http://datasheet.lovatoelectric.com/Rotary_cam_switches/POL/GF2090U47.pdf | Rotary cam switch GF series, ON-OFF switch 1 pole 20A, for snap on front mounting with black handle for hole Ø22mm fixing, front plate 48X48mm | http://datasheet.lovatoelectric.com/Rotary_cam_switches/RON/GF2090U47.pdf
GF2091O | GF2010O.jpg | http://datasheet.lovatoelectric.com/Rotary_cam_switches/products_images/GF2010O.jpg | Rotary cam switch GF series, ON-OFF switch 2 poles 20A, for rear mounting with black handle, front plate 48X48mm | http://datasheet.lovatoelectric.com/Rotary_cam_switches/ENG/GF2091O.pdf | Commutatore a camme serie GF, interruttore 2 poli da 20A in esecuzione per montaggio a fondo quadro con maniglia nera, mostrina 48X48mm | http://datasheet.lovatoelectric.com/Rotary_cam_switches/ITA/GF2091O.pdf | Łącznik krzywkowy serii GF, rozłącznik, 2 pola, 20A, do montażu wewnątrz szafy z czarnym pokrętłem i tabliczką 48x48mm | http://datasheet.lovatoelectric.com/Rotary_cam_switches/POL/GF2091O.pdf | Rotary cam switch GF series, ON-OFF switch 2 poles 20A, for rear mounting with black handle, front plate 48X48mm | http://datasheet.lovatoelectric.com/Rotary_cam_switches/RON/GF2091O.pdf
GF2091O48 | GF2010O48.jpg | http://datasheet.lovatoelectric.com/Rotary_cam_switches/products_images/GF2010O48.jpg | Rotary cam switch GF series, ON-OFF switch 2 poles 20A, modular service cover for 35mm DIN reail mounting with black handle, front plate 45X54mm | http://datasheet.lovatoelectric.com/Rotary_cam_switches/ENG/GF2091O48.pdf | Commutatore a camme serie GF, interruttore 2 poli da 20A in esecuzione modulare per montaggio su guida DIN con maniglia nera, mostrina 45X54mm | http://datasheet.lovatoelectric.com/Rotary_cam_switches/ITA/GF2091O48.pdf | Łącznik krzywkowy serii GF, rozłącznik, 2 pola, 20A, wykonanie modułowe do montażu na szynie DIN 35mm, z czarnym pokrętłem i tabliczką 45x54mm | http://datasheet.lovatoelectric.com/Rotary_cam_switches/POL/GF2091O48.pdf | Rotary cam switch GF series, ON-OFF switch 2 poles 20A, modular service cover for 35mm DIN reail mounting with black handle, front plate 45X54mm | http://datasheet.lovatoelectric.com/Rotary_cam_switches/RON/GF2091O48.pdf
GF2091O88 | GF2010O88.jpg | http://datasheet.lovatoelectric.com/Rotary_cam_switches/products_images/GF2010O88.jpg | Rotary cam switch GF series, ON-OFF switch 2 poles 20A, for rear mounting with red/yellow handle padlockable in 0, door coupling and protection covers, front plate 48X48mm | http://datasheet.lovatoelectric.com/Rotary_cam_switches/ENG/GF2091O88.pdf | Commutatore a camme serie GF, interruttore 2 poli da 20A in esecuzione per montaggio a fondo quadro con maniglia giallo/rossa lucchettabile in 0 con funzione blocco porta e copriterminali, mostrina 48X48mm | http://datasheet.lovatoelectric.com/Rotary_cam_switches/ITA/GF2091O88.pdf | Łącznik krzywkowy serii GF, rozłącznik, 2 pola, 20A, do montażu wewnątrz szafy, z żółto/czerwonym pokrętłem blokowanym w pozycji 0, trzpieniem, osłonami zacisków i tabliczką 48x48mm | http://datasheet.lovatoelectric.com/Rotary_cam_switches/POL/GF2091O88.pdf | Rotary cam switch GF series, ON-OFF switch 2 poles 20A, for rear mounting with red/yellow handle padlockable in 0, door coupling and protection covers, front plate 48X48mm | http://datasheet.lovatoelectric.com/Rotary_cam_switches/RON/GF2091O88.pdf
GF2091U | GF2010U.jpg | http://datasheet.lovatoelectric.com/Rotary_cam_switches/products_images/GF2010U.jpg | Rotary cam switch GF series, ON-OFF switch 2 poles 20A, for front mounting with black handle, front plate 48X48mm | http://datasheet.lovatoelectric.com/Rotary_cam_switches/ENG/GF2091U.pdf | Commutatore a camme serie GF, interruttore 2 poli da 20A in esecuzione per montaggio frontale con maniglia nera, mostrina 48X48mm | http://datasheet.lovatoelectric.com/Rotary_cam_switches/ITA/GF2091U.pdf | Łącznik krzywkowy serii GF, rozłącznik, 2 pola, 20A, do montażu tablicowego, z czarnym pokrętłem i tabliczką 48x48mm | http://datasheet.lovatoelectric.com/Rotary_cam_switches/POL/GF2091U.pdf | Rotary cam switch GF series, ON-OFF switch 2 poles 20A, for front mounting with black handle, front plate 48X48mm | http://datasheet.lovatoelectric.com/Rotary_cam_switches/RON/GF2091U.pdf
GF2091U11 | GF2010U11.jpg | http://datasheet.lovatoelectric.com/Rotary_cam_switches/products_images/GF2010U11.jpg | Rotary cam switch GF series, ON-OFF switch 2 poles 20A, for front mounting with black handle without front plate for hole Ø22mm fixing | http://datasheet.lovatoelectric.com/Rotary_cam_switches/ENG/GF2091U11.pdf | Commutatore a camme serie GF, interruttore 2 poli da 20A in esecuzione per montaggio frontale con maniglia nera senza mostrina con fissaggio foro diametro 22mm | http://datasheet.lovatoelectric.com/Rotary_cam_switches/ITA/GF2091U11.pdf | Łącznik krzywkowy serii GF, rozłącznik, 2 pola, 20A, do montażu tablicowego w otworze 22mm, z czarnym pokrętłem bez tabliczki | http://datasheet.lovatoelectric.com/Rotary_cam_switches/POL/GF2091U11.pdf | Rotary cam switch GF series, ON-OFF switch 2 poles 20A, for front mounting with black handle without front plate for hole Ø22mm fixing | http://datasheet.lovatoelectric.com/Rotary_cam_switches/RON/GF2091U11.pdf
GF2091U12 | GF2010U12.jpg | http://datasheet.lovatoelectric.com/Rotary_cam_switches/products_images/GF2010U12.jpg | Rotary cam switch GF series, ON-OFF switch 2 poles 20A, for front mounting without front plate with key operation for hole Ø22mm fixing | http://datasheet.lovatoelectric.com/Rotary_cam_switches/ENG/GF2091U12.pdf | Commutatore a camme serie GF, interruttore 2 poli da 20A in esecuzione per montaggio frontale senza mostrina con comando a chiave e fissaggio foro diametro 22mm | http://datasheet.lovatoelectric.com/Rotary_cam_switches/ITA/GF2091U12.pdf | Łącznik krzywkowy serii GF, rozłącznik, 2 pola, 20A, do montażu tablicowego w otworze 22mm, sterowanie kluczem, bez tabliczki | http://datasheet.lovatoelectric.com/Rotary_cam_switches/POL/GF2091U12.pdf | Rotary cam switch GF series, ON-OFF switch 2 poles 20A, for front mounting without front plate with key operation for hole Ø22mm fixing | http://datasheet.lovatoelectric.com/Rotary_cam_switches/RON/GF2091U12.pdf
GF2091U25 | GF2010U25.jpg | http://datasheet.lovatoelectric.com/Rotary_cam_switches/products_images/GF2010U25.jpg | Rotary cam switch GF series, ON-OFF switch 2 poles 20A, for front mounting with red/yellow handle padlockable in 0 and protection covers, front plate 48X48mm | http://datasheet.lovatoelectric.com/Rotary_cam_switches/ENG/GF2091U25.pdf | Commutatore a camme serie GF, interruttore 2 poli da 20A in esecuzione per montaggio frontale con maniglia giallo/rossa lucchettabile in 0 e copriterminali, mostrina 48X48mm | http://datasheet.lovatoelectric.com/Rotary_cam_switches/ITA/GF2091U25.pdf | Łącznik krzywkowy serii GF, rozłącznik, 2 pola, 20A, do montażu tablicowego, z żółto/czerwonym pokrętłem blokowanym w pozycji 0, osłonami zacisków i tabliczką 48x48mm | http://datasheet.lovatoelectric.com/Rotary_cam_switches/POL/GF2091U25.pdf | Rotary cam switch GF series, ON-OFF switch 2 poles 20A, for front mounting with red/yellow handle padlockable in 0 and protection covers, front plate 48X48mm | http://datasheet.lovatoelectric.com/Rotary_cam_switches/RON/GF2091U25.pdf
GF2091U47 | GF2010U47.jpg | http://datasheet.lovatoelectric.com/Rotary_cam_switches/products_images/GF2010U47.jpg | Rotary cam switch GF series, ON-OFF switch 2 poles 20A, for snap on front mounting with black handle for hole Ø22mm fixing, front plate 48X48mm | http://datasheet.lovatoelectric.com/Rotary_cam_switches/ENG/GF2091U47.pdf | Commutatore a camme serie GF, interruttore 2 poli da 20A in esecuzione per montaggio frontale con maniglia nera e fissaggio a scatto per foro diametro 22mm, mostrina 48x48mm | http://datasheet.lovatoelectric.com/Rotary_cam_switches/ITA/GF2091U47.pdf | Łącznik krzywkowy serii GF, rozłącznik, 2 pola, 20A, do montażu tablicowego w otworze 22mm z czarnym pokrętłem, montowanym na zatrzask do korpusu i tabliczką 48x48mm | http://datasheet.lovatoelectric.com/Rotary_cam_switches/POL/GF2091U47.pdf | Rotary cam switch GF series, ON-OFF switch 2 poles 20A, for snap on front mounting with black handle for hole Ø22mm fixing, front plate 48X48mm | http://datasheet.lovatoelectric.com/Rotary_cam_switches/RON/GF2091U47.pdf
GF2092O | GF2010O.jpg | http://datasheet.lovatoelectric.com/Rotary_cam_switches/products_images/GF2010O.jpg | Rotary cam switch GF series, ON-OFF switch 4 poles 20A, for rear mounting with black handle, front plate 48X48mm | http://datasheet.lovatoelectric.com/Rotary_cam_switches/ENG/GF2092O.pdf | Commutatore a camme serie GF, interruttore 4 poli da 20A in esecuzione per montaggio a fondo quadro con maniglia nera, mostrina 48X48mm | http://datasheet.lovatoelectric.com/Rotary_cam_switches/ITA/GF2092O.pdf | Łącznik krzywkowy serii GF, rozłącznik, 4 pola, 20A, do montażu wewnątrz szafy z czarnym pokrętłem i tabliczką 48x48mm | http://datasheet.lovatoelectric.com/Rotary_cam_switches/POL/GF2092O.pdf | Rotary cam switch GF series, ON-OFF switch 4 poles 20A, for rear mounting with black handle, front plate 48X48mm | http://datasheet.lovatoelectric.com/Rotary_cam_switches/RON/GF2092O.pdf
GF2092O48 | GF2010O48.jpg | http://datasheet.lovatoelectric.com/Rotary_cam_switches/products_images/GF2010O48.jpg | Rotary cam switch GF series, ON-OFF switch 4 poles 20A, modular service cover for 35mm DIN reail mounting with black handle, front plate 45X54mm | http://datasheet.lovatoelectric.com/Rotary_cam_switches/ENG/GF2092O48.pdf | Commutatore a camme serie GF, interruttore 4 poli da 20A in esecuzione modulare per montaggio su guida DIN con maniglia nera, mostrina 45X54mm | http://datasheet.lovatoelectric.com/Rotary_cam_switches/ITA/GF2092O48.pdf | Łącznik krzywkowy serii GF, rozłącznik, 4 pola, 20A, wykonanie modułowe do montażu na szynie DIN 35mm, z czarnym pokrętłem i tabliczką 45x54mm | http://datasheet.lovatoelectric.com/Rotary_cam_switches/POL/GF2092O48.pdf | Rotary cam switch GF series, ON-OFF switch 4 poles 20A, modular service cover for 35mm DIN reail mounting with black handle, front plate 45X54mm | http://datasheet.lovatoelectric.com/Rotary_cam_switches/RON/GF2092O48.pdf
GF2092O88 | GF2010O88.jpg | http://datasheet.lovatoelectric.com/Rotary_cam_switches/products_images/GF2010O88.jpg | Rotary cam switch GF series, ON-OFF switch 4 poles 20A, for rear mounting with red/yellow handle padlockable in 0, door coupling and protection covers, front plate 48X48mm | http://datasheet.lovatoelectric.com/Rotary_cam_switches/ENG/GF2092O88.pdf | Commutatore a camme serie GF, interruttore 4 poli da 20A in esecuzione per montaggio a fondo quadro con maniglia giallo/rossa lucchettabile in 0 con funzione blocco porta e copriterminali, mostrina 48X48mm | http://datasheet.lovatoelectric.com/Rotary_cam_switches/ITA/GF2092O88.pdf | Łącznik krzywkowy serii GF, rozłącznik, 4 pola, 20A, do montażu wewnątrz szafy, z żółto/czerwonym pokrętłem blokowanym w pozycji 0, trzpieniem, osłonami zacisków i tabliczką 48x48mm | http://datasheet.lovatoelectric.com/Rotary_cam_switches/POL/GF2092O88.pdf | Rotary cam switch GF series, ON-OFF switch 4 poles 20A, for rear mounting with red/yellow handle padlockable in 0, door coupling and protection covers, front plate 48X48mm | http://datasheet.lovatoelectric.com/Rotary_cam_switches/RON/GF2092O88.pdf
GF2092U | GF2010U.jpg | http://datasheet.lovatoelectric.com/Rotary_cam_switches/products_images/GF2010U.jpg | Rotary cam switch GF series, ON-OFF switch 4 poles 20A, for front mounting with black handle, front plate 48X48mm | http://datasheet.lovatoelectric.com/Rotary_cam_switches/ENG/GF2092U.pdf | Commutatore a camme serie GF, interruttore 4 poli da 20A in esecuzione per montaggio frontale con maniglia nera, mostrina 48X48mm | http://datasheet.lovatoelectric.com/Rotary_cam_switches/ITA/GF2092U.pdf | Łącznik krzywkowy serii GF, rozłącznik, 4 pola, 20A, do montażu tablicowego, z czarnym pokrętłem i tabliczką 48x48mm | http://datasheet.lovatoelectric.com/Rotary_cam_switches/POL/GF2092U.pdf | Rotary cam switch GF series, ON-OFF switch 4 poles 20A, for front mounting with black handle, front plate 48X48mm | http://datasheet.lovatoelectric.com/Rotary_cam_switches/RON/GF2092U.pdf
GF2092U11 | GF2010U11.jpg | http://datasheet.lovatoelectric.com/Rotary_cam_switches/products_images/GF2010U11.jpg | Rotary cam switch GF series, ON-OFF switch 4 poles 20A, for front mounting with black handle without front plate for hole Ø22mm fixing | http://datasheet.lovatoelectric.com/Rotary_cam_switches/ENG/GF2092U11.pdf | Commutatore a camme serie GF, interruttore 4 poli da 20A in esecuzione per montaggio frontale con maniglia nera senza mostrina con fissaggio foro diametro 22mm | http://datasheet.lovatoelectric.com/Rotary_cam_switches/ITA/GF2092U11.pdf | Łącznik krzywkowy serii GF, rozłącznik, 4 pola, 20A, do montażu tablicowego w otworze 22mm, z czarnym pokrętłem bez tabliczki | http://datasheet.lovatoelectric.com/Rotary_cam_switches/POL/GF2092U11.pdf | Rotary cam switch GF series, ON-OFF switch 4 poles 20A, for front mounting with black handle without front plate for hole Ø22mm fixing | http://datasheet.lovatoelectric.com/Rotary_cam_switches/RON/GF2092U11.pdf
GF2092U12 | GF2010U12.jpg | http://datasheet.lovatoelectric.com/Rotary_cam_switches/products_images/GF2010U12.jpg | Rotary cam switch GF series, ON-OFF switch 4 poles 20A, for front mounting without front plate with key operation for hole Ø22mm fixing | http://datasheet.lovatoelectric.com/Rotary_cam_switches/ENG/GF2092U12.pdf | Commutatore a camme serie GF, interruttore 4 poli da 20A in esecuzione per montaggio frontale senza mostrina con comando a chiave e fissaggio foro diametro 22mm | http://datasheet.lovatoelectric.com/Rotary_cam_switches/ITA/GF2092U12.pdf | Łącznik krzywkowy serii GF, rozłącznik, 4 pola, 20A, do montażu tablicowego w otworze 22mm, sterowanie kluczem, bez tabliczki | http://datasheet.lovatoelectric.com/Rotary_cam_switches/POL/GF2092U12.pdf | Rotary cam switch GF series, ON-OFF switch 4 poles 20A, for front mounting without front plate with key operation for hole Ø22mm fixing | http://datasheet.lovatoelectric.com/Rotary_cam_switches/RON/GF2092U12.pdf
GF2092U25 | GF2010U25.jpg | http://datasheet.lovatoelectric.com/Rotary_cam_switches/products_images/GF2010U25.jpg | Rotary cam switch GF series, ON-OFF switch 4 poles 20A, for front mounting with red/yellow handle padlockable in 0 and protection covers, front plate 48X48mm | http://datasheet.lovatoelectric.com/Rotary_cam_switches/ENG/GF2092U25.pdf | Commutatore a camme serie GF, interruttore 4 poli da 20A in esecuzione per montaggio frontale con maniglia giallo/rossa lucchettabile in 0 e copriterminali, mostrina 48X48mm | http://datasheet.lovatoelectric.com/Rotary_cam_switches/ITA/GF2092U25.pdf | Łącznik krzywkowy serii GF, rozłącznik, 4 pola, 20A, do montażu tablicowego, z żółto/czerwonym pokrętłem blokowanym w pozycji 0, osłonami zacisków i tabliczką 48x48mm | http://datasheet.lovatoelectric.com/Rotary_cam_switches/POL/GF2092U25.pdf | Rotary cam switch GF series, ON-OFF switch 4 poles 20A, for front mounting with red/yellow handle padlockable in 0 and protection covers, front plate 48X48mm | http://datasheet.lovatoelectric.com/Rotary_cam_switches/RON/GF2092U25.pdf
GF2092U47 | GF2010U47.jpg | http://datasheet.lovatoelectric.com/Rotary_cam_switches/products_images/GF2010U47.jpg | Rotary cam switch GF series, ON-OFF switch 4 poles 20A, for snap on front mounting with black handle for hole Ø22mm fixing, front plate 48X48mm | http://datasheet.lovatoelectric.com/Rotary_cam_switches/ENG/GF2092U47.pdf | Commutatore a camme serie GF, interruttore 4 poli da 20A in esecuzione per montaggio frontale con maniglia nera e fissaggio a scatto per foro diametro 22mm, mostrina 48x48mm | http://datasheet.lovatoelectric.com/Rotary_cam_switches/ITA/GF2092U47.pdf | Łącznik krzywkowy serii GF, rozłącznik, 4 pola, 20A, do montażu tablicowego w otworze 22mm z czarnym pokrętłem, montowanym na zatrzask do korpusu i tabliczką 48x48mm | http://datasheet.lovatoelectric.com/Rotary_cam_switches/POL/GF2092U47.pdf | Rotary cam switch GF series, ON-OFF switch 4 poles 20A, for snap on front mounting with black handle for hole Ø22mm fixing, front plate 48X48mm | http://datasheet.lovatoelectric.com/Rotary_cam_switches/RON/GF2092U47.pdf
GF2093O |  |  | Rotary cam switch GF series, multi-step 1-2-3, 3 poles 20A, for rear mounting with black handle, front plate 48X48mm | http://datasheet.lovatoelectric.com/Rotary_cam_switches/ENG/GF2093O.pdf | Commutatore a camme serie GF, multivia 1-2-3 3 poli da 20A in esecuzione per montaggio a fondo quadro con maniglia nera, mostrina 48X48mm | http://datasheet.lovatoelectric.com/Rotary_cam_switches/ITA/GF2093O.pdf | Łącznik krzywkowy serii GF, wielopozycyjny 1-2-3, 3 pola, 20A, do montażu wewnątrz szafy z czarnym pokrętłem i tabliczką 48x48mm | http://datasheet.lovatoelectric.com/Rotary_cam_switches/POL/GF2093O.pdf | Rotary cam switch GF series, multi-step 1-2-3, 3 poles 20A, for rear mounting with black handle, front plate 48X48mm | http://datasheet.lovatoelectric.com/Rotary_cam_switches/RON/GF2093O.pdf
GF2093O48 |  |  | Rotary cam switch GF series, multi-step 1-2-3, 3 poles 20A, modular service cover for 35mm DIN reail mounting with black handle, front plate 45X54mm | http://datasheet.lovatoelectric.com/Rotary_cam_switches/ENG/GF2093O48.pdf | Commutatore a camme serie GF, multivia 1-2-3 3 poli da 20A in esecuzione modulare per montaggio su guida DIN con maniglia nera, mostrina 45X54mm | http://datasheet.lovatoelectric.com/Rotary_cam_switches/ITA/GF2093O48.pdf | Łącznik krzywkowy serii GF, wielopozycyjny 1-2-3, 3 pola, 20A, wykonanie modułowe do montażu na szynie DIN 35mm, z czarnym pokrętłem i tabliczką 45x54mm | http://datasheet.lovatoelectric.com/Rotary_cam_switches/POL/GF2093O48.pdf | Rotary cam switch GF series, multi-step 1-2-3, 3 poles 20A, modular service cover for 35mm DIN reail mounting with black handle, front plate 45X54mm | http://datasheet.lovatoelectric.com/Rotary_cam_switches/RON/GF2093O48.pdf
GF2093U |  |  | Rotary cam switch GF series, multi-step 1-2-3, 3 poles 20A, for front mounting with black handle, front plate 48X48mm | http://datasheet.lovatoelectric.com/Rotary_cam_switches/ENG/GF2093U.pdf | Commutatore a camme serie GF, multivia 1-2-3 3 poli da 20A in esecuzione per montaggio frontale con maniglia nera, mostrina 48X48mm | http://datasheet.lovatoelectric.com/Rotary_cam_switches/ITA/GF2093U.pdf | Łącznik krzywkowy serii GF, wielopozycyjny 1-2-3, 3 pola, 20A, do montażu tablicowego, z czarnym pokrętłem i tabliczką 48x48mm | http://datasheet.lovatoelectric.com/Rotary_cam_switches/POL/GF2093U.pdf | Rotary cam switch GF series, multi-step 1-2-3, 3 poles 20A, for front mounting with black handle, front plate 48X48mm | http://datasheet.lovatoelectric.com/Rotary_cam_switches/RON/GF2093U.pdf
GF2093U47 |  |  | Rotary cam switch GF series, multi-step 1-2-3, 3 poles 20A, for snap on front mounting with black handle for hole Ø22mm fixing, front plate 48X48mm | http://datasheet.lovatoelectric.com/Rotary_cam_switches/ENG/GF2093U47.pdf | Commutatore a camme serie GF, multivia 1-2-3 3 poli da 20A in esecuzione per montaggio frontale con maniglia nera e fissaggio a scatto per foro diametro 22mm, mostrina 48X48mm | http://datasheet.lovatoelectric.com/Rotary_cam_switches/ITA/GF2093U47.pdf | Łącznik krzywkowy serii GF, wielopozycyjny 1-2-3, 3 pola, 20A, do montażu tablicowego w otworze 22mm z czarnym pokrętłem, montowanym na zatrzask do korpusu i tabliczką 48x48mm | http://datasheet.lovatoelectric.com/Rotary_cam_switches/POL/GF2093U47.pdf | Rotary cam switch GF series, multi-step 1-2-3, 3 poles 20A, for snap on front mounting with black handle for hole Ø22mm fixing, front plate 48X48mm | http://datasheet.lovatoelectric.com/Rotary_cam_switches/RON/GF2093U47.pdf
GF2094O |  |  | Rotary cam switch GF series, multi-step 1-2-3-4, 3 poles 20A, for rear mounting with black handle, front plate 48X48mm | http://datasheet.lovatoelectric.com/Rotary_cam_switches/ENG/GF2094O.pdf | Commutatore a camme serie GF, multivia 1-2-3-4 3 poli da 20A in esecuzione per montaggio a fondo quadro con maniglia nera, mostrina 48X48mm | http://datasheet.lovatoelectric.com/Rotary_cam_switches/ITA/GF2094O.pdf | Łącznik krzywkowy serii GF, wielopozycyjny 1-2-3-4, 3 pola, 20A, do montażu wewnątrz szafy z czarnym pokrętłem i tabliczką 48x48mm | http://datasheet.lovatoelectric.com/Rotary_cam_switches/POL/GF2094O.pdf | Rotary cam switch GF series, multi-step 1-2-3-4, 3 poles 20A, for rear mounting with black handle, front plate 48X48mm | http://datasheet.lovatoelectric.com/Rotary_cam_switches/RON/GF2094O.pdf
GF2094O48 |  |  | Rotary cam switch GF series, multi-step 1-2-3-4, 3 poles 20A, modular service cover for 35mm DIN reail mounting with black handle, front plate 45X54mm | http://datasheet.lovatoelectric.com/Rotary_cam_switches/ENG/GF2094O48.pdf | Commutatore a camme serie GF, multivia 1-2-3-4 3 poli da 20A in esecuzione modulare per montaggio su guida DIN con maniglia nera, mostrina 45X54mm | http://datasheet.lovatoelectric.com/Rotary_cam_switches/ITA/GF2094O48.pdf | Łącznik krzywkowy serii GF, wielopozycyjny 1-2-3-4, 3 pola, 20A, wykonanie modułowe do montażu na szynie DIN 35mm, z czarnym pokrętłem i tabliczką 45x54mm | http://datasheet.lovatoelectric.com/Rotary_cam_switches/POL/GF2094O48.pdf | Rotary cam switch GF series, multi-step 1-2-3-4, 3 poles 20A, modular service cover for 35mm DIN reail mounting with black handle, front plate 45X54mm | http://datasheet.lovatoelectric.com/Rotary_cam_switches/RON/GF2094O48.pdf
GF2094U |  |  | Rotary cam switch GF series, multi-step 1-2-3-4, 3 poles 20A, for front mounting with black handle, front plate 48X48mm | http://datasheet.lovatoelectric.com/Rotary_cam_switches/ENG/GF2094U.pdf | Commutatore a camme serie GF, multivia 1-2-3-4 3 poli da 20A in esecuzione per montaggio frontale con maniglia nera, mostrina 48X48mm | http://datasheet.lovatoelectric.com/Rotary_cam_switches/ITA/GF2094U.pdf | Łącznik krzywkowy serii GF, wielopozycyjny 1-2-3-4, 3 pola, 20A, do montażu tablicowego, z czarnym pokrętłem i tabliczką 48x48mm | http://datasheet.lovatoelectric.com/Rotary_cam_switches/POL/GF2094U.pdf | Rotary cam switch GF series, multi-step 1-2-3-4, 3 poles 20A, for front mounting with black handle, front plate 48X48mm | http://datasheet.lovatoelectric.com/Rotary_cam_switches/RON/GF2094U.pdf
GF2094U47 |  |  | Rotary cam switch GF series, multi-step 1-2-3-4, 3 poles 20A, for snap on front mounting with black handle for hole Ø22mm fixing, front plate 48X48mm | http://datasheet.lovatoelectric.com/Rotary_cam_switches/ENG/GF2094U47.pdf | Commutatore a camme serie GF, multivia 1-2-3-4 3 poli da 20A in esecuzione per montaggio frontale con maniglia nera e fissaggio a scatto per foro diametro 22mm, mostrina 48X48mm | http://datasheet.lovatoelectric.com/Rotary_cam_switches/ITA/GF2094U47.pdf | Łącznik krzywkowy serii GF, wielopozycyjny 1-2-3-4, 3 pola, 20A, do montażu tablicowego w otworze 22mm z czarnym pokrętłem, montowanym na zatrzask do korpusu i tabliczką 48x48mm | http://datasheet.lovatoelectric.com/Rotary_cam_switches/POL/GF2094U47.pdf | Rotary cam switch GF series, multi-step 1-2-3-4, 3 poles 20A, for snap on front mounting with black handle for hole Ø22mm fixing, front plate 48X48mm | http://datasheet.lovatoelectric.com/Rotary_cam_switches/RON/GF2094U47.pdf
GF2097O |  |  | Rotary cam switch GF series, ammeter switch 20A, for rear mounting with black handle, front plate 48X48mm | http://datasheet.lovatoelectric.com/Rotary_cam_switches/ENG/GF2097O.pdf | Commutatore a camme serie GF, commutatore amperometrico da 20A in esecuzione per montaggio a fondo quadro con maniglia nera, mostrina 48X48mm | http://datasheet.lovatoelectric.com/Rotary_cam_switches/ITA/GF2097O.pdf | Łącznik krzywkowy serii GF, przełącznik amperomierzy, 20A, do montażu wewnątrz szafy z czarnym pokrętłem i tabliczką 48x48mm | http://datasheet.lovatoelectric.com/Rotary_cam_switches/POL/GF2097O.pdf | Rotary cam switch GF series, ammeter switch 20A, for rear mounting with black handle, front plate 48X48mm | http://datasheet.lovatoelectric.com/Rotary_cam_switches/RON/GF2097O.pdf
GF2097O48 |  |  | Rotary cam switch GF series, ammeter switch 20A, modular service cover for 35mm DIN reail mounting with black handle, front plate 45X54mm | http://datasheet.lovatoelectric.com/Rotary_cam_switches/ENG/GF2097O48.pdf | Commutatore a camme serie GF, commutatore amperometrico da 20A in esecuzione modulare per montaggio su guida DIN con maniglia nera, mostrina 45X54mm | http://datasheet.lovatoelectric.com/Rotary_cam_switches/ITA/GF2097O48.pdf | Łącznik krzywkowy serii GF, przełącznik amperomierzy, 20A, wykonanie modułowe do montażu na szynie DIN 35mm, z czarnym pokrętłem i tabliczką 45x54mm | http://datasheet.lovatoelectric.com/Rotary_cam_switches/POL/GF2097O48.pdf | Rotary cam switch GF series, ammeter switch 20A, modular service cover for 35mm DIN reail mounting with black handle, front plate 45X54mm | http://datasheet.lovatoelectric.com/Rotary_cam_switches/RON/GF2097O48.pdf
GF2097U |  |  | Rotary cam switch GF series, ammeter switch 20A, for front mounting with black handle, front plate 30X30mm | http://datasheet.lovatoelectric.com/Rotary_cam_switches/ENG/GF2097U.pdf | Commutatore a camme serie GF, commutatore amperometrico da 20A in esecuzione per montaggio frontale con maniglia nera, mostrina 30X30mm | http://datasheet.lovatoelectric.com/Rotary_cam_switches/ITA/GF2097U.pdf | Łącznik krzywkowy serii GF, przełącznik amperomierzy, 20A, do montażu tablicowego, z czarnym pokrętłem i tabliczką 30x30mm | http://datasheet.lovatoelectric.com/Rotary_cam_switches/POL/GF2097U.pdf | Rotary cam switch GF series, ammeter switch 20A, for front mounting with black handle, front plate 30X30mm | http://datasheet.lovatoelectric.com/Rotary_cam_switches/RON/GF2097U.pdf
GF2097U47 |  |  | Rotary cam switch GF series, ammeter switch 20A, for snap on front mounting with black handle for hole Ø22mm fixing, front plate 48X48mm | http://datasheet.lovatoelectric.com/Rotary_cam_switches/ENG/GF2097U47.pdf | Commutatore a camme serie GF, commutatore amperometrico da 20A in esecuzione per montaggio frontale con maniglia nera e fissaggio a scatto per foro diametro 22mm, mostrina 48X48mm | http://datasheet.lovatoelectric.com/Rotary_cam_switches/ITA/GF2097U47.pdf | Łącznik krzywkowy serii GF, przełącznik amperomierzy, 20A, do montażu tablicowego w otworze 22mm z czarnym pokrętłem, montowanym na zatrzask do korpusu i tabliczką 48x48mm | http://datasheet.lovatoelectric.com/Rotary_cam_switches/POL/GF2097U47.pdf | Rotary cam switch GF series, ammeter switch 20A, for snap on front mounting with black handle for hole Ø22mm fixing, front plate 48X48mm | http://datasheet.lovatoelectric.com/Rotary_cam_switches/RON/GF2097U47.pdf
GF2098O |  |  | Rotary cam switch GF series, ammeter switch 20A, for rear mounting with black handle, front plate 48X48mm | http://datasheet.lovatoelectric.com/Rotary_cam_switches/ENG/GF2098O.pdf | Commutatore a camme serie GF, commutatore amperometrico da 20A in esecuzione per montaggio a fondo quadro con maniglia nera, mostrina 48X48mm | http://datasheet.lovatoelectric.com/Rotary_cam_switches/ITA/GF2098O.pdf | Łącznik krzywkowy serii GF, przełącznik amperomierzy, 20A, do montażu wewnątrz szafy z czarnym pokrętłem i tabliczką 48x48mm | http://datasheet.lovatoelectric.com/Rotary_cam_switches/POL/GF2098O.pdf | Rotary cam switch GF series, ammeter switch 20A, for rear mounting with black handle, front plate 48X48mm | http://datasheet.lovatoelectric.com/Rotary_cam_switches/RON/GF2098O.pdf
GF2098O48 |  |  | Rotary cam switch GF series, ammeter switch 20A, modular service cover for 35mm DIN reail mounting with black handle, front plate 45X54mm | http://datasheet.lovatoelectric.com/Rotary_cam_switches/ENG/GF2098O48.pdf | Commutatore a camme serie GF, commutatore amperometrico da 20A in esecuzione modulare per montaggio su guida DIN con maniglia nera, mostrina 45X54mm | http://datasheet.lovatoelectric.com/Rotary_cam_switches/ITA/GF2098O48.pdf | Łącznik krzywkowy serii GF, przełącznik amperomierzy, 20A, wykonanie modułowe do montażu na szynie DIN 35mm, z czarnym pokrętłem i tabliczką 45x54mm | http://datasheet.lovatoelectric.com/Rotary_cam_switches/POL/GF2098O48.pdf | Rotary cam switch GF series, ammeter switch 20A, modular service cover for 35mm DIN reail mounting with black handle, front plate 45X54mm | http://datasheet.lovatoelectric.com/Rotary_cam_switches/RON/GF2098O48.pdf
GF2098U |  |  | Rotary cam switch GF series, ammeter switch 20A, for front mounting with black handle, front plate 30X30mm | http://datasheet.lovatoelectric.com/Rotary_cam_switches/ENG/GF2098U.pdf | Commutatore a camme serie GF, commutatore amperometrico da 20A in esecuzione per montaggio frontale con maniglia nera, mostrina 30X30mm | http://datasheet.lovatoelectric.com/Rotary_cam_switches/ITA/GF2098U.pdf | Łącznik krzywkowy serii GF, przełącznik amperomierzy, 20A, do montażu tablicowego, z czarnym pokrętłem i tabliczką 30x30mm | http://datasheet.lovatoelectric.com/Rotary_cam_switches/POL/GF2098U.pdf | Rotary cam switch GF series, ammeter switch 20A, for front mounting with black handle, front plate 30X30mm | http://datasheet.lovatoelectric.com/Rotary_cam_switches/RON/GF2098U.pdf
GF2098U47 |  |  | Rotary cam switch GF series, ammeter switch 20A, for snap on front mounting with black handle for hole Ø22mm fixing, front plate 48X48mm | http://datasheet.lovatoelectric.com/Rotary_cam_switches/ENG/GF2098U47.pdf | Commutatore a camme serie GF, commutatore amperometrico da 20A in esecuzione per montaggio frontale con maniglia nera e fissaggio a scatto per foro diametro 22mm, mostrina 48X48mm | http://datasheet.lovatoelectric.com/Rotary_cam_switches/ITA/GF2098U47.pdf | Łącznik krzywkowy serii GF, przełącznik amperomierzy, 20A, do montażu tablicowego w otworze 22mm z czarnym pokrętłem, montowanym na zatrzask do korpusu i tabliczką 48x48mm | http://datasheet.lovatoelectric.com/Rotary_cam_switches/POL/GF2098U47.pdf | Rotary cam switch GF series, ammeter switch 20A, for snap on front mounting with black handle for hole Ø22mm fixing, front plate 48X48mm | http://datasheet.lovatoelectric.com/Rotary_cam_switches/RON/GF2098U47.pdf
GN20003L |  |  | Enclosed rotary cam switch GN series, ON-OFF switch 3 poles 200A in metal enclosure 250X316mm with black handle | http://datasheet.lovatoelectric.com/Rotary_cam_switches/ENG/GN20003L.pdf | Commutatore a camme serie GN, interruttore 3 poli da 200A in cassetta metallica 250X316mm con maniglia nera | http://datasheet.lovatoelectric.com/Rotary_cam_switches/ITA/GN20003L.pdf | Łącznik krzywkowy serii GN, rozłącznik, 3 pola, 200A, w metalowej obudowie 250x316mm i czarnym pokrętłem | http://datasheet.lovatoelectric.com/Rotary_cam_switches/POL/GN20003L.pdf | Enclosed rotary cam switch GN series, ON-OFF switch 3 poles 200A in metal enclosure 250X316mm with black handle | http://datasheet.lovatoelectric.com/Rotary_cam_switches/RON/GN20003L.pdf
GN20003O | GN31510O.jpg | http://datasheet.lovatoelectric.com/Rotary_cam_switches/products_images/GN31510O.jpg | Rotary cam switch GN series, ON-OFF spring return switch 3 poles 200A, for rear mounting with black handle, front plate 132X132mm | http://datasheet.lovatoelectric.com/Rotary_cam_switches/ENG/GN20003O.pdf | Commutatore a camme serie GN, interruttore con ritorno a molla 3 poli da 200A in esecuzione per montaggio a fondo quadro con maniglia nera, mostrina 132X132mm | http://datasheet.lovatoelectric.com/Rotary_cam_switches/ITA/GN20003O.pdf | Łącznik krzywkowy serii GN, rozłącznik z powrotem do pozycji 0, 3 pola, 200A, do montażu wewnątrz szafy z czarnym pokrętłem i tabliczką 132x132mm | http://datasheet.lovatoelectric.com/Rotary_cam_switches/POL/GN20003O.pdf | Rotary cam switch GN series, ON-OFF spring return switch 3 poles 200A, for rear mounting with black handle, front plate 132X132mm | http://datasheet.lovatoelectric.com/Rotary_cam_switches/RON/GN20003O.pdf
GN20003U | GN31510U.jpg | http://datasheet.lovatoelectric.com/Rotary_cam_switches/products_images/GN31510U.jpg | Rotary cam switch GN series, ON-OFF spring return switch 3 poles 200A, for front mounting with black handle, front plate 132X132mm | http://datasheet.lovatoelectric.com/Rotary_cam_switches/ENG/GN20003U.pdf | Commutatore a camme serie GN, interruttore con ritorno a molla 3 poli da 200A in esecuzione per montaggio frontale con maniglia nera, mostrina 132X132mm | http://datasheet.lovatoelectric.com/Rotary_cam_switches/ITA/GN20003U.pdf | Łącznik krzywkowy serii GN, rozłącznik z powrotem do pozycji 0, 3 pola, 200A, do montażu tablicowego, z czarnym pokrętłem i tabliczką 132x132mm | http://datasheet.lovatoelectric.com/Rotary_cam_switches/POL/GN20003U.pdf | Rotary cam switch GN series, ON-OFF spring return switch 3 poles 200A, for front mounting with black handle, front plate 132X132mm | http://datasheet.lovatoelectric.com/Rotary_cam_switches/RON/GN20003U.pdf
GN20007L |  |  | Enclosed rotary cam switch GN series, ON-OFF switch 3 poles 200A in metal enclosure 250X316mm with black handle | http://datasheet.lovatoelectric.com/Rotary_cam_switches/ENG/GN20007L.pdf | Commutatore a camme serie GN, interruttore 3 poli da 200A in cassetta metallica 250X316mm con maniglia nera | http://datasheet.lovatoelectric.com/Rotary_cam_switches/ITA/GN20007L.pdf | Łącznik krzywkowy serii GN, rozłącznik, 3 pola, 200A, w metalowej obudowie 250x316mm i czarnym pokrętłem | http://datasheet.lovatoelectric.com/Rotary_cam_switches/POL/GN20007L.pdf | Enclosed rotary cam switch GN series, ON-OFF switch 3 poles 200A in metal enclosure 250X316mm with black handle | http://datasheet.lovatoelectric.com/Rotary_cam_switches/RON/GN20007L.pdf
GN20007O |  |  | Rotary cam switch GN series, ON-OFF switch 3 poles 200A, for rear mounting with black handle, front plate 132X132mm | http://datasheet.lovatoelectric.com/Rotary_cam_switches/ENG/GN20007O.pdf | Commutatore a camme serie GN, interruttore 3 poli da 200A in esecuzione per montaggio a fondo quadro con maniglia nera, mostrina 132X132mm | http://datasheet.lovatoelectric.com/Rotary_cam_switches/ITA/GN20007O.pdf | Łącznik krzywkowy serii GN, rozłącznik, 3 pola, 200A, do montażu wewnątrz szafy z czarnym pokrętłem i tabliczką 132x132mm | http://datasheet.lovatoelectric.com/Rotary_cam_switches/POL/GN20007O.pdf | Rotary cam switch GN series, ON-OFF switch 3 poles 200A, for rear mounting with black handle, front plate 132X132mm | http://datasheet.lovatoelectric.com/Rotary_cam_switches/RON/GN20007O.pdf
GN20007U |  |  | Rotary cam switch GN series, ON-OFF switch 3 poles 200A, for front mounting with black handle, front plate 132X132mm | http://datasheet.lovatoelectric.com/Rotary_cam_switches/ENG/GN20007U.pdf | Commutatore a camme serie GN, interruttore 3 poli da 200A in esecuzione per montaggio frontale con maniglia nera, mostrina 132X132mm | http://datasheet.lovatoelectric.com/Rotary_cam_switches/ITA/GN20007U.pdf | Łącznik krzywkowy serii GN, rozłącznik, 3 pola, 200A, do montażu tablicowego, z czarnym pokrętłem i tabliczką 132x132mm | http://datasheet.lovatoelectric.com/Rotary_cam_switches/POL/GN20007U.pdf | Rotary cam switch GN series, ON-OFF switch 3 poles 200A, for front mounting with black handle, front plate 132X132mm | http://datasheet.lovatoelectric.com/Rotary_cam_switches/RON/GN20007U.pdf
GN20008L |  |  | Enclosed rotary cam switch GN series, ON-OFF switch 4 poles 200A in metal enclosure 250X316mm with black handle | http://datasheet.lovatoelectric.com/Rotary_cam_switches/ENG/GN20008L.pdf | Commutatore a camme serie GN, interruttore 4 poli da 200A in cassetta metallica 250X316mm con maniglia nera | http://datasheet.lovatoelectric.com/Rotary_cam_switches/ITA/GN20008L.pdf | Łącznik krzywkowy serii GN, rozłącznik, 4 pola, 200A, w metalowej obudowie 250x316mm i czarnym pokrętłem | http://datasheet.lovatoelectric.com/Rotary_cam_switches/POL/GN20008L.pdf | Enclosed rotary cam switch GN series, ON-OFF switch 4 poles 200A in metal enclosure 250X316mm with black handle | http://datasheet.lovatoelectric.com/Rotary_cam_switches/RON/GN20008L.pdf
GN20008O |  |  | Rotary cam switch GN series, ON-OFF switch 4 poles 200A, for rear mounting with black handle, front plate 132X132mm | http://datasheet.lovatoelectric.com/Rotary_cam_switches/ENG/GN20008O.pdf | Commutatore a camme serie GN, interruttore 4 poli da 200A in esecuzione per montaggio a fondo quadro con maniglia nera, mostrina 132X132mm | http://datasheet.lovatoelectric.com/Rotary_cam_switches/ITA/GN20008O.pdf | Łącznik krzywkowy serii GN, rozłącznik, 4 pola, 200A, do montażu wewnątrz szafy z czarnym pokrętłem i tabliczką 132x132mm | http://datasheet.lovatoelectric.com/Rotary_cam_switches/POL/GN20008O.pdf | Rotary cam switch GN series, ON-OFF switch 4 poles 200A, for rear mounting with black handle, front plate 132X132mm | http://datasheet.lovatoelectric.com/Rotary_cam_switches/RON/GN20008O.pdf
GN20008U |  |  | Rotary cam switch GN series, ON-OFF switch 4 poles 200A, for front mounting with black handle, front plate 132X132mm | http://datasheet.lovatoelectric.com/Rotary_cam_switches/ENG/GN20008U.pdf | Commutatore a camme serie GN, interruttore 4 poli da 200A in esecuzione per montaggio frontale con maniglia nera, mostrina 132X132mm | http://datasheet.lovatoelectric.com/Rotary_cam_switches/ITA/GN20008U.pdf | Łącznik krzywkowy serii GN, rozłącznik, 4 pola, 200A, do montażu tablicowego, z czarnym pokrętłem i tabliczką 132x132mm | http://datasheet.lovatoelectric.com/Rotary_cam_switches/POL/GN20008U.pdf | Rotary cam switch GN series, ON-OFF switch 4 poles 200A, for front mounting with black handle, front plate 132X132mm | http://datasheet.lovatoelectric.com/Rotary_cam_switches/RON/GN20008U.pdf
GN200107L |  |  | Enclosed rotary cam switch GN series, multi-step 0-1-2, 1 pole 200A in metal enclosure 250X316mm with black handle | http://datasheet.lovatoelectric.com/Rotary_cam_switches/ENG/GN200107L.pdf | Commutatore a camme serie GN, multivia 0-1-2 1 polo da 200A in cassetta metallica 250X316mm con maniglia nera | http://datasheet.lovatoelectric.com/Rotary_cam_switches/ITA/GN200107L.pdf | Łącznik krzywkowy serii GN, wielopozycyjny 0-1-2, 1 pole, 200A, w metalowej obudowie 250x316mm i czarnym pokrętłem | http://datasheet.lovatoelectric.com/Rotary_cam_switches/POL/GN200107L.pdf | Enclosed rotary cam switch GN series, multi-step 0-1-2, 1 pole 200A in metal enclosure 250X316mm with black handle | http://datasheet.lovatoelectric.com/Rotary_cam_switches/RON/GN200107L.pdf
GN200107O |  |  | Rotary cam switch GN series, multi-step 0-1-2, 1 pole 200A, for rear mounting with black handle, front plate 132X132mm | http://datasheet.lovatoelectric.com/Rotary_cam_switches/ENG/GN200107O.pdf | Commutatore a camme serie GN, multivia 0-1-2 1 polo da 200A in esecuzione per montaggio a fondo quadro con maniglia nera, mostrina 132X132mm | http://datasheet.lovatoelectric.com/Rotary_cam_switches/ITA/GN200107O.pdf | Łącznik krzywkowy serii GN, wielopozycyjny 0-1-2, 1 pole, 200A, do montażu wewnątrz szafy z czarnym pokrętłem i tabliczką 132x132mm | http://datasheet.lovatoelectric.com/Rotary_cam_switches/POL/GN200107O.pdf | Rotary cam switch GN series, multi-step 0-1-2, 1 pole 200A, for rear mounting with black handle, front plate 132X132mm | http://datasheet.lovatoelectric.com/Rotary_cam_switches/RON/GN200107O.pdf
GN200107U |  |  | Rotary cam switch GN series, multi-step 0-1-2, 1 pole 200A, for front mounting with black handle, front plate 132X132mm | http://datasheet.lovatoelectric.com/Rotary_cam_switches/ENG/GN200107U.pdf | Commutatore a camme serie GN, multivia 0-1-2 1 polo da 200A in esecuzione per montaggio frontale con maniglia nera, mostrina 132X132mm | http://datasheet.lovatoelectric.com/Rotary_cam_switches/ITA/GN200107U.pdf | Łącznik krzywkowy serii GN, wielopozycyjny 0-1-2, 1 pole, 200A, do montażu tablicowego, z czarnym pokrętłem i tabliczką 132x132mm | http://datasheet.lovatoelectric.com/Rotary_cam_switches/POL/GN200107U.pdf | Rotary cam switch GN series, multi-step 0-1-2, 1 pole 200A, for front mounting with black handle, front plate 132X132mm | http://datasheet.lovatoelectric.com/Rotary_cam_switches/RON/GN200107U.pdf
GN200108L |  |  | Enclosed rotary cam switch GN series, multi-step 0-1-2-3, 1 pole 200A in metal enclosure 250X316mm with black handle | http://datasheet.lovatoelectric.com/Rotary_cam_switches/ENG/GN200108L.pdf | Commutatore a camme serie GN, multivia 0-1-2-3 1 polo da 200A in cassetta metallica 250X316mm con maniglia nera | http://datasheet.lovatoelectric.com/Rotary_cam_switches/ITA/GN200108L.pdf | Łącznik krzywkowy serii GN, wielopozycyjny 0-1-2-3, 1 pole, 200A, w metalowej obudowie 250x316mm i czarnym pokrętłem | http://datasheet.lovatoelectric.com/Rotary_cam_switches/POL/GN200108L.pdf | Enclosed rotary cam switch GN series, multi-step 0-1-2-3, 1 pole 200A in metal enclosure 250X316mm with black handle | http://datasheet.lovatoelectric.com/Rotary_cam_switches/RON/GN200108L.pdf
GN200108O |  |  | Rotary cam switch GN series, multi-step 0-1-2-3, 1 pole 200A, for rear mounting with black handle, front plate 132X132mm | http://datasheet.lovatoelectric.com/Rotary_cam_switches/ENG/GN200108O.pdf | Commutatore a camme serie GN, multivia 0-1-2-3 1 polo da 200A in esecuzione per montaggio a fondo quadro con maniglia nera, mostrina 132X132mm | http://datasheet.lovatoelectric.com/Rotary_cam_switches/ITA/GN200108O.pdf | Łącznik krzywkowy serii GN, wielopozycyjny 0-1-2-3, 1 pole, 200A, do montażu wewnątrz szafy z czarnym pokrętłem i tabliczką 132x132mm | http://datasheet.lovatoelectric.com/Rotary_cam_switches/POL/GN200108O.pdf | Rotary cam switch GN series, multi-step 0-1-2-3, 1 pole 200A, for rear mounting with black handle, front plate 132X132mm | http://datasheet.lovatoelectric.com/Rotary_cam_switches/RON/GN200108O.pdf
GN200108U |  |  | Rotary cam switch GN series, multi-step 0-1-2-3, 2 poles 3150A, for front mounting with black handle, front plate 132X132mm | http://datasheet.lovatoelectric.com/Rotary_cam_switches/ENG/GN200108U.pdf | Commutatore a camme serie GN, multivia 0-1-2-3 1 POLO poli da 3150A in esecuzione per montaggio frontale con maniglia nera, mostrina 132X132mm | http://datasheet.lovatoelectric.com/Rotary_cam_switches/ITA/GN200108U.pdf | Łącznik krzywkowy serii GN, wielopozycyjny 0-1-2-3, 2 pola, 3150A, do montażu tablicowego, z czarnym pokrętłem i tabliczką 132x132mm | http://datasheet.lovatoelectric.com/Rotary_cam_switches/POL/GN200108U.pdf | Rotary cam switch GN series, multi-step 0-1-2-3, 2 poles 3150A, for front mounting with black handle, front plate 132X132mm | http://datasheet.lovatoelectric.com/Rotary_cam_switches/RON/GN200108U.pdf
GN200109L |  |  | Enclosed rotary cam switch GN series, multi-step 0-1-2-3-4, 1 pole 200A in metal enclosure 250X316mm with black handle | http://datasheet.lovatoelectric.com/Rotary_cam_switches/ENG/GN200109L.pdf | Commutatore a camme serie GN, multivia 0-1-2-3-4 1 polo da 200A in cassetta metallica 250X316mm con maniglia nera | http://datasheet.lovatoelectric.com/Rotary_cam_switches/ITA/GN200109L.pdf | Łącznik krzywkowy serii GN, wielopozycyjny 0-1-2-3-4, 1 pole, 200A, w metalowej obudowie 250x316mm i czarnym pokrętłem | http://datasheet.lovatoelectric.com/Rotary_cam_switches/POL/GN200109L.pdf | Enclosed rotary cam switch GN series, multi-step 0-1-2-3-4, 1 pole 200A in metal enclosure 250X316mm with black handle | http://datasheet.lovatoelectric.com/Rotary_cam_switches/RON/GN200109L.pdf
GN200109O |  |  | Rotary cam switch GN series, multi-step 0-1-2-3-4, 1 pole 200A, for rear mounting with black handle, front plate 132X132mm | http://datasheet.lovatoelectric.com/Rotary_cam_switches/ENG/GN200109O.pdf | Commutatore a camme serie GN, multivia 0-1-2-3-4 1 polo da 200A in esecuzione per montaggio a fondo quadro con maniglia nera, mostrina 132X132mm | http://datasheet.lovatoelectric.com/Rotary_cam_switches/ITA/GN200109O.pdf | Łącznik krzywkowy serii GN, wielopozycyjny 0-1-2-3-4, 1 pole, 200A, do montażu wewnątrz szafy z czarnym pokrętłem i tabliczką 132x132mm | http://datasheet.lovatoelectric.com/Rotary_cam_switches/POL/GN200109O.pdf | Rotary cam switch GN series, multi-step 0-1-2-3-4, 1 pole 200A, for rear mounting with black handle, front plate 132X132mm | http://datasheet.lovatoelectric.com/Rotary_cam_switches/RON/GN200109O.pdf
GN200109U |  |  | Rotary cam switch GN series, multi-step 0-1-2-3-4, 1 pole 3150A, for front mounting with black handle, front plate 132X132mm | http://datasheet.lovatoelectric.com/Rotary_cam_switches/ENG/GN200109U.pdf | Commutatore a camme serie GN, multivia 0-1-2-3-4 1 polo da 3150A in esecuzione per montaggio frontale con maniglia nera, mostrina 132X132mm | http://datasheet.lovatoelectric.com/Rotary_cam_switches/ITA/GN200109U.pdf | Łącznik krzywkowy serii GN, wielopozycyjny 0-1-2-3-4, 1 pole, 3150A, do montażu tablicowego, z czarnym pokrętłem i tabliczką 132x132mm | http://datasheet.lovatoelectric.com/Rotary_cam_switches/POL/GN200109U.pdf | Rotary cam switch GN series, multi-step 0-1-2-3-4, 1 pole 3150A, for front mounting with black handle, front plate 132X132mm | http://datasheet.lovatoelectric.com/Rotary_cam_switches/RON/GN200109U.pdf
GN20010L |  |  | Enclosed rotary cam switch GN series, ON-OFF switch 3 poles 200A in metal enclosure 250X316mm with black handle | http://datasheet.lovatoelectric.com/Rotary_cam_switches/ENG/GN20010L.pdf | Commutatore a camme serie GN, interruttore 3 poli da 200A in cassetta metallica 250X316mm con maniglia nera | http://datasheet.lovatoelectric.com/Rotary_cam_switches/ITA/GN20010L.pdf | Łącznik krzywkowy serii GN, rozłącznik, 3 pola, 200A, w metalowej obudowie 250x316mm i czarnym pokrętłem | http://datasheet.lovatoelectric.com/Rotary_cam_switches/POL/GN20010L.pdf | Enclosed rotary cam switch GN series, ON-OFF switch 3 poles 200A in metal enclosure 250X316mm with black handle | http://datasheet.lovatoelectric.com/Rotary_cam_switches/RON/GN20010L.pdf
GN20010O | GN31510O.jpg | http://datasheet.lovatoelectric.com/Rotary_cam_switches/products_images/GN31510O.jpg | Rotary cam switch GN series, ON-OFF switch 3 poles 200A, for rear mounting with black handle, front plate 132X132mm | http://datasheet.lovatoelectric.com/Rotary_cam_switches/ENG/GN20010O.pdf | Commutatore a camme serie GN, interruttore 3 poli da 200A in esecuzione per montaggio a fondo quadro con maniglia nera, mostrina 132X132mm | http://datasheet.lovatoelectric.com/Rotary_cam_switches/ITA/GN20010O.pdf | Łącznik krzywkowy serii GN, rozłącznik, 3 pola, 200A, do montażu wewnątrz szafy z czarnym pokrętłem i tabliczką 132x132mm | http://datasheet.lovatoelectric.com/Rotary_cam_switches/POL/GN20010O.pdf | Rotary cam switch GN series, ON-OFF switch 3 poles 200A, for rear mounting with black handle, front plate 132X132mm | http://datasheet.lovatoelectric.com/Rotary_cam_switches/RON/GN20010O.pdf
GN20010U | GN31510U.jpg | http://datasheet.lovatoelectric.com/Rotary_cam_switches/products_images/GN31510U.jpg | Rotary cam switch GN series, ON-OFF switch 3 poles 200A, for front mounting with black handle, front plate 132X132mm | http://datasheet.lovatoelectric.com/Rotary_cam_switches/ENG/GN20010U.pdf | Commutatore a camme serie GN, interruttore 3 poli da 200A in esecuzione per montaggio frontale con maniglia nera, mostrina 132X132mm | http://datasheet.lovatoelectric.com/Rotary_cam_switches/ITA/GN20010U.pdf | Łącznik krzywkowy serii GN, rozłącznik, 3 pola, 200A, do montażu tablicowego, z czarnym pokrętłem i tabliczką 132x132mm | http://datasheet.lovatoelectric.com/Rotary_cam_switches/POL/GN20010U.pdf | Rotary cam switch GN series, ON-OFF switch 3 poles 200A, for front mounting with black handle, front plate 132X132mm | http://datasheet.lovatoelectric.com/Rotary_cam_switches/RON/GN20010U.pdf
GN200110L |  |  | Enclosed rotary cam switch GN series, multi-step 0-1-2-3-4-5, 1 pole 200A in metal enclosure 250X316mm with black handle | http://datasheet.lovatoelectric.com/Rotary_cam_switches/ENG/GN200110L.pdf | Commutatore a camme serie GN, multivia 0-1-2-3-4-5 1 polo da 200A in cassetta metallica 250X316mm con maniglia nera | http://datasheet.lovatoelectric.com/Rotary_cam_switches/ITA/GN200110L.pdf | Łącznik krzywkowy serii GN, wielopozycyjny 0-1-2-3-4-5, 1 pole, 200A, w metalowej obudowie 250x316mm i czarnym pokrętłem | http://datasheet.lovatoelectric.com/Rotary_cam_switches/POL/GN200110L.pdf | Enclosed rotary cam switch GN series, multi-step 0-1-2-3-4-5, 1 pole 200A in metal enclosure 250X316mm with black handle | http://datasheet.lovatoelectric.com/Rotary_cam_switches/RON/GN200110L.pdf
GN200110O |  |  | Rotary cam switch GN series, multi-step 0-1-2-3-4-5, 1 pole 200A, for rear mounting with black handle, front plate 132X132mm | http://datasheet.lovatoelectric.com/Rotary_cam_switches/ENG/GN200110O.pdf | Commutatore a camme serie GN, multivia 0-1-2-3-4-5 1 polo da 200A in esecuzione per montaggio a fondo quadro con maniglia nera, mostrina 132X132mm | http://datasheet.lovatoelectric.com/Rotary_cam_switches/ITA/GN200110O.pdf | Łącznik krzywkowy serii GN, wielopozycyjny 0-1-2-3-4-5, 1 pole, 200A, do montażu wewnątrz szafy z czarnym pokrętłem i tabliczką 132x132mm | http://datasheet.lovatoelectric.com/Rotary_cam_switches/POL/GN200110O.pdf | Rotary cam switch GN series, multi-step 0-1-2-3-4-5, 1 pole 200A, for rear mounting with black handle, front plate 132X132mm | http://datasheet.lovatoelectric.com/Rotary_cam_switches/RON/GN200110O.pdf
GN200110U |  |  | Rotary cam switch GN series, multi-step 0-1-2-3-4-5, 1 pole 200A, for front mounting with black handle, front plate 132X132mm | http://datasheet.lovatoelectric.com/Rotary_cam_switches/ENG/GN200110U.pdf | Commutatore a camme serie GN, multivia 0-1-2-3-4-5 1 polo da 200A in esecuzione per montaggio frontale con maniglia nera, mostrina 132X132mm | http://datasheet.lovatoelectric.com/Rotary_cam_switches/ITA/GN200110U.pdf | Łącznik krzywkowy serii GN, wielopozycyjny 0-1-2-3-4-5, 1 pole, 200A, do montażu tablicowego, z czarnym pokrętłem i tabliczką 132x132mm | http://datasheet.lovatoelectric.com/Rotary_cam_switches/POL/GN200110U.pdf | Rotary cam switch GN series, multi-step 0-1-2-3-4-5, 1 pole 200A, for front mounting with black handle, front plate 132X132mm | http://datasheet.lovatoelectric.com/Rotary_cam_switches/RON/GN200110U.pdf
GN20011L |  |  | Enclosed rotary cam switch GN series, 3-phase motor reversing switch 200A in metal enclosure 250X316mm with black handle | http://datasheet.lovatoelectric.com/Rotary_cam_switches/ENG/GN20011L.pdf | Commutatore a camme serie GN, invertitore di marcia trifase da 200A in cassetta metallica 250X316mm con maniglia nera | http://datasheet.lovatoelectric.com/Rotary_cam_switches/ITA/GN20011L.pdf | Łącznik krzywkowy serii GN, przełącznik zmiany kierunku obrotów silnika 3 fazowego, 200A, w metalowej obudowie 250x316mm i czarnym pokrętłem | http://datasheet.lovatoelectric.com/Rotary_cam_switches/POL/GN20011L.pdf | Enclosed rotary cam switch GN series, 3-phase motor reversing switch 200A in metal enclosure 250X316mm with black handle | http://datasheet.lovatoelectric.com/Rotary_cam_switches/RON/GN20011L.pdf
GN20011O |  |  | Rotary cam switch GN series, 3-phase motor reversing switch 200A, for rear mounting with black handle, front plate 132X132mm | http://datasheet.lovatoelectric.com/Rotary_cam_switches/ENG/GN20011O.pdf | Commutatore a camme serie GN, invertitore di marcia trifase da 200A in esecuzione per montaggio a fondo quadro con maniglia nera, mostrina 132X132mm | http://datasheet.lovatoelectric.com/Rotary_cam_switches/ITA/GN20011O.pdf | Łącznik krzywkowy serii GN, przełącznik zmiany kierunku obrotów silnika 3 fazowego, 200A, do montażu wewnątrz szafy z czarnym pokrętłem i tabliczką 132x132mm | http://datasheet.lovatoelectric.com/Rotary_cam_switches/POL/GN20011O.pdf | Rotary cam switch GN series, 3-phase motor reversing switch 200A, for rear mounting with black handle, front plate 132X132mm | http://datasheet.lovatoelectric.com/Rotary_cam_switches/RON/GN20011O.pdf
GN20011U |  |  | Rotary cam switch GN series, 3-phase motor reversing switch 200A, for front mounting with black handle, front plate 132X132mm | http://datasheet.lovatoelectric.com/Rotary_cam_switches/ENG/GN20011U.pdf | Commutatore a camme serie GN, invertitore di marcia trifase da 200A in esecuzione per montaggio frontale con maniglia nera, mostrina 132X132mm | http://datasheet.lovatoelectric.com/Rotary_cam_switches/ITA/GN20011U.pdf | Łącznik krzywkowy serii GN, przełącznik zmiany kierunku obrotów silnika 3 fazowego, 200A, do montażu tablicowego, z czarnym pokrętłem i tabliczką 132x132mm | http://datasheet.lovatoelectric.com/Rotary_cam_switches/POL/GN20011U.pdf | Rotary cam switch GN series, 3-phase motor reversing switch 200A, for front mounting with black handle, front plate 132X132mm | http://datasheet.lovatoelectric.com/Rotary_cam_switches/RON/GN20011U.pdf
GN200123L |  |  | Enclosed rotary cam switch GN series, multi-step 0-1-2, 2 poles 200A in metal enclosure 250X316mm with black handle | http://datasheet.lovatoelectric.com/Rotary_cam_switches/ENG/GN200123L.pdf | Commutatore a camme serie GN, multivia 0-1-2 2 poli da 200A in cassetta metallica 250X316mm con maniglia nera | http://datasheet.lovatoelectric.com/Rotary_cam_switches/ITA/GN200123L.pdf | Łącznik krzywkowy serii GN, wielopozycyjny 0-1-2, 2 pola, 200A, w metalowej obudowie 250x316mm i czarnym pokrętłem | http://datasheet.lovatoelectric.com/Rotary_cam_switches/POL/GN200123L.pdf | Enclosed rotary cam switch GN series, multi-step 0-1-2, 2 poles 200A in metal enclosure 250X316mm with black handle | http://datasheet.lovatoelectric.com/Rotary_cam_switches/RON/GN200123L.pdf
GN200123O |  |  | Rotary cam switch GN series, multi-step 0-1-2, 2 poles 200A, for rear mounting with black handle, front plate 132X132mm | http://datasheet.lovatoelectric.com/Rotary_cam_switches/ENG/GN200123O.pdf | Commutatore a camme serie GN, multivia 0-1-2 2 poli da 200A in esecuzione per montaggio a fondo quadro con maniglia nera, mostrina 132X132mm | http://datasheet.lovatoelectric.com/Rotary_cam_switches/ITA/GN200123O.pdf | Łącznik krzywkowy serii GN, wielopozycyjny 0-1-2, 2 pola, 200A, do montażu wewnątrz szafy z czarnym pokrętłem i tabliczką 132x132mm | http://datasheet.lovatoelectric.com/Rotary_cam_switches/POL/GN200123O.pdf | Rotary cam switch GN series, multi-step 0-1-2, 2 poles 200A, for rear mounting with black handle, front plate 132X132mm | http://datasheet.lovatoelectric.com/Rotary_cam_switches/RON/GN200123O.pdf
GN200123U |  |  | Rotary cam switch GN series, multi-step 0-1-2, 2 poles 200A, for front mounting with black handle, front plate 132X132mm | http://datasheet.lovatoelectric.com/Rotary_cam_switches/ENG/GN200123U.pdf | Commutatore a camme serie GN, multivia 0-1-2 2 poli da 200A in esecuzione per montaggio frontale con maniglia nera, mostrina 132X132mm | http://datasheet.lovatoelectric.com/Rotary_cam_switches/ITA/GN200123U.pdf | Łącznik krzywkowy serii GN, wielopozycyjny 0-1-2, 2 pola, 200A, do montażu tablicowego, z czarnym pokrętłem i tabliczką 132x132mm | http://datasheet.lovatoelectric.com/Rotary_cam_switches/POL/GN200123U.pdf | Rotary cam switch GN series, multi-step 0-1-2, 2 poles 200A, for front mounting with black handle, front plate 132X132mm | http://datasheet.lovatoelectric.com/Rotary_cam_switches/RON/GN200123U.pdf
GN200124L |  |  | Enclosed rotary cam switch GN series, multi-step 0-1-2-3, 2 poles 200A in metal enclosure 250X316mm with black handle | http://datasheet.lovatoelectric.com/Rotary_cam_switches/ENG/GN200124L.pdf | Commutatore a camme serie GN, multivia 0-1-2-3 2 poli da 200A in cassetta metallica 250X316mm con maniglia nera | http://datasheet.lovatoelectric.com/Rotary_cam_switches/ITA/GN200124L.pdf | Łącznik krzywkowy serii GN, wielopozycyjny 0-1-2-3, 2 pola, 200A, w metalowej obudowie 250x316mm i czarnym pokrętłem | http://datasheet.lovatoelectric.com/Rotary_cam_switches/POL/GN200124L.pdf | Enclosed rotary cam switch GN series, multi-step 0-1-2-3, 2 poles 200A in metal enclosure 250X316mm with black handle | http://datasheet.lovatoelectric.com/Rotary_cam_switches/RON/GN200124L.pdf
GN200124O |  |  | Rotary cam switch GN series, multi-step 0-1-2-3, 2 poles 200A, for rear mounting with black handle, front plate 132X132mm | http://datasheet.lovatoelectric.com/Rotary_cam_switches/ENG/GN200124O.pdf | Commutatore a camme serie GN, multivia 0-1-2-3 2 poli da 200A in esecuzione per montaggio a fondo quadro con maniglia nera, mostrina 132X132mm | http://datasheet.lovatoelectric.com/Rotary_cam_switches/ITA/GN200124O.pdf | Łącznik krzywkowy serii GN, wielopozycyjny 0-1-2-3, 2 pola, 200A, do montażu wewnątrz szafy z czarnym pokrętłem i tabliczką 132x132mm | http://datasheet.lovatoelectric.com/Rotary_cam_switches/POL/GN200124O.pdf | Rotary cam switch GN series, multi-step 0-1-2-3, 2 poles 200A, for rear mounting with black handle, front plate 132X132mm | http://datasheet.lovatoelectric.com/Rotary_cam_switches/RON/GN200124O.pdf
GN200124U |  |  | Rotary cam switch GN series, multi-step 0-1-2-3, 2 poles 200A, for front mounting with black handle, front plate 132X132mm | http://datasheet.lovatoelectric.com/Rotary_cam_switches/ENG/GN200124U.pdf | Commutatore a camme serie GN, multivia 0-1-2-3 2 poli da 200A in esecuzione per montaggio frontale con maniglia nera, mostrina 132X132mm | http://datasheet.lovatoelectric.com/Rotary_cam_switches/ITA/GN200124U.pdf | Łącznik krzywkowy serii GN, wielopozycyjny 0-1-2-3, 2 pola, 200A, do montażu tablicowego, z czarnym pokrętłem i tabliczką 132x132mm | http://datasheet.lovatoelectric.com/Rotary_cam_switches/POL/GN200124U.pdf | Rotary cam switch GN series, multi-step 0-1-2-3, 2 poles 200A, for front mounting with black handle, front plate 132X132mm | http://datasheet.lovatoelectric.com/Rotary_cam_switches/RON/GN200124U.pdf
GN20012L |  |  | Enclosed rotary cam switch GN series, star-delta motor starter switch 200A in metal enclosure 250X316mm with black handle | http://datasheet.lovatoelectric.com/Rotary_cam_switches/ENG/GN20012L.pdf | Commutatore a camme serie GN, avviatore stella-triangolo da 200A in cassetta metallica 250X316mm con maniglia nera | http://datasheet.lovatoelectric.com/Rotary_cam_switches/ITA/GN20012L.pdf | Łącznik krzywkowy serii GN, przełącznik gwiazda-trójkąt, 200A, w metalowej obudowie 250x316mm i czarnym pokrętłem | http://datasheet.lovatoelectric.com/Rotary_cam_switches/POL/GN20012L.pdf | Enclosed rotary cam switch GN series, star-delta motor starter switch 200A in metal enclosure 250X316mm with black handle | http://datasheet.lovatoelectric.com/Rotary_cam_switches/RON/GN20012L.pdf
GN20012O |  |  | Rotary cam switch GN series, star-delta motor starter switch 200A, for rear mounting with black handle, front plate 132X132mm | http://datasheet.lovatoelectric.com/Rotary_cam_switches/ENG/GN20012O.pdf | Commutatore a camme serie GN, avviatore stella-triangolo da 200A in esecuzione per montaggio a fondo quadro con maniglia nera, mostrina 132X132mm | http://datasheet.lovatoelectric.com/Rotary_cam_switches/ITA/GN20012O.pdf | Łącznik krzywkowy serii GN, przełącznik gwiazda-trójkąt, 200A, do montażu wewnątrz szafy z czarnym pokrętłem i tabliczką 132x132mm | http://datasheet.lovatoelectric.com/Rotary_cam_switches/POL/GN20012O.pdf | Rotary cam switch GN series, star-delta motor starter switch 200A, for rear mounting with black handle, front plate 132X132mm | http://datasheet.lovatoelectric.com/Rotary_cam_switches/RON/GN20012O.pdf
GN20012U |  |  | Rotary cam switch GN series, star-delta motor starter switch 200A, for front mounting with black handle, front plate 132X132mm | http://datasheet.lovatoelectric.com/Rotary_cam_switches/ENG/GN20012U.pdf | Commutatore a camme serie GN, avviatore stella-triangolo da 200A in esecuzione per montaggio frontale con maniglia nera, mostrina 132X132mm | http://datasheet.lovatoelectric.com/Rotary_cam_switches/ITA/GN20012U.pdf | Łącznik krzywkowy serii GN, przełącznik gwiazda-trójkąt, 200A, do montażu tablicowego, z czarnym pokrętłem i tabliczką 132x132mm | http://datasheet.lovatoelectric.com/Rotary_cam_switches/POL/GN20012U.pdf | Rotary cam switch GN series, star-delta motor starter switch 200A, for front mounting with black handle, front plate 132X132mm | http://datasheet.lovatoelectric.com/Rotary_cam_switches/RON/GN20012U.pdf
GN200135L |  |  | Enclosed rotary cam switch GN series, multi-step 0-1-2, 3 poles 200A in metal enclosure 250X316mm with black handle | http://datasheet.lovatoelectric.com/Rotary_cam_switches/ENG/GN200135L.pdf | Commutatore a camme serie GN, multivia 0-1-2 3 poli da 200A in cassetta metallica 250X316mm con maniglia nera | http://datasheet.lovatoelectric.com/Rotary_cam_switches/ITA/GN200135L.pdf | Łącznik krzywkowy serii GN, wielopozycyjny 0-1-2, 3 pola, 200A, w metalowej obudowie 250x316mm i czarnym pokrętłem | http://datasheet.lovatoelectric.com/Rotary_cam_switches/POL/GN200135L.pdf | Enclosed rotary cam switch GN series, multi-step 0-1-2, 3 poles 200A in metal enclosure 250X316mm with black handle | http://datasheet.lovatoelectric.com/Rotary_cam_switches/RON/GN200135L.pdf
GN200135O |  |  | Rotary cam switch GN series, multi-step 0-1-2, 3 poles 200A, for rear mounting with black handle, front plate 132X132mm | http://datasheet.lovatoelectric.com/Rotary_cam_switches/ENG/GN200135O.pdf | Commutatore a camme serie GN, multivia 0-1-2 3 poli da 200A in esecuzione per montaggio a fondo quadro con maniglia nera, mostrina 132X132mm | http://datasheet.lovatoelectric.com/Rotary_cam_switches/ITA/GN200135O.pdf | Łącznik krzywkowy serii GN, wielopozycyjny 0-1-2, 3 pola, 200A, do montażu wewnątrz szafy z czarnym pokrętłem i tabliczką 132x132mm | http://datasheet.lovatoelectric.com/Rotary_cam_switches/POL/GN200135O.pdf | Rotary cam switch GN series, multi-step 0-1-2, 3 poles 200A, for rear mounting with black handle, front plate 132X132mm | http://datasheet.lovatoelectric.com/Rotary_cam_switches/RON/GN200135O.pdf
GN200135U |  |  | Rotary cam switch GN series, multi-step 0-1-2, 3 poles 200A, for front mounting with black handle, front plate 132X132mm | http://datasheet.lovatoelectric.com/Rotary_cam_switches/ENG/GN200135U.pdf | Commutatore a camme serie GN, multivia 0-1-2 3 poli da 200A in esecuzione per montaggio frontale con maniglia nera, mostrina 132X132mm | http://datasheet.lovatoelectric.com/Rotary_cam_switches/ITA/GN200135U.pdf | Łącznik krzywkowy serii GN, wielopozycyjny 0-1-2, 3 pola, 200A, do montażu tablicowego, z czarnym pokrętłem i tabliczką 132x132mm | http://datasheet.lovatoelectric.com/Rotary_cam_switches/POL/GN200135U.pdf | Rotary cam switch GN series, multi-step 0-1-2, 3 poles 200A, for front mounting with black handle, front plate 132X132mm | http://datasheet.lovatoelectric.com/Rotary_cam_switches/RON/GN200135U.pdf
GN200136L |  |  | Enclosed rotary cam switch GN series, multi-step 0-1-2-3, 3 poles 200A in metal enclosure 250X316mm with black handle | http://datasheet.lovatoelectric.com/Rotary_cam_switches/ENG/GN200136L.pdf | Commutatore a camme serie GN, multivia 0-1-2-3 3 poli da 200A in cassetta metallica 250X316mm con maniglia nera | http://datasheet.lovatoelectric.com/Rotary_cam_switches/ITA/GN200136L.pdf | Łącznik krzywkowy serii GN, wielopozycyjny 0-1-2-3, 3 pola, 200A, w metalowej obudowie 250x316mm i czarnym pokrętłem | http://datasheet.lovatoelectric.com/Rotary_cam_switches/POL/GN200136L.pdf | Enclosed rotary cam switch GN series, multi-step 0-1-2-3, 3 poles 200A in metal enclosure 250X316mm with black handle | http://datasheet.lovatoelectric.com/Rotary_cam_switches/RON/GN200136L.pdf
GN200136O |  |  | Rotary cam switch GN series, multi-step 0-1-2-3, 3 poles 200A, for rear mounting with black handle, front plate 132X132mm | http://datasheet.lovatoelectric.com/Rotary_cam_switches/ENG/GN200136O.pdf | Commutatore a camme serie GN, multivia 0-1-2-3 3 poli da 200A in esecuzione per montaggio a fondo quadro con maniglia nera, mostrina 132X132mm | http://datasheet.lovatoelectric.com/Rotary_cam_switches/ITA/GN200136O.pdf | Łącznik krzywkowy serii GN, wielopozycyjny 0-1-2-3, 3 pola, 200A, do montażu wewnątrz szafy z czarnym pokrętłem i tabliczką 132x132mm | http://datasheet.lovatoelectric.com/Rotary_cam_switches/POL/GN200136O.pdf | Rotary cam switch GN series, multi-step 0-1-2-3, 3 poles 200A, for rear mounting with black handle, front plate 132X132mm | http://datasheet.lovatoelectric.com/Rotary_cam_switches/RON/GN200136O.pdf
GN200136U |  |  | Rotary cam switch GN series, multi-step 0-1-2-3, 3 poles 200A, for front mounting with black handle, front plate 132X132mm | http://datasheet.lovatoelectric.com/Rotary_cam_switches/ENG/GN200136U.pdf | Commutatore a camme serie GN, multivia 0-1-2-3 3 poli da 200A in esecuzione per montaggio frontale con maniglia nera, mostrina 132X132mm | http://datasheet.lovatoelectric.com/Rotary_cam_switches/ITA/GN200136U.pdf | Łącznik krzywkowy serii GN, wielopozycyjny 0-1-2-3, 3 pola, 200A, do montażu tablicowego, z czarnym pokrętłem i tabliczką 132x132mm | http://datasheet.lovatoelectric.com/Rotary_cam_switches/POL/GN200136U.pdf | Rotary cam switch GN series, multi-step 0-1-2-3, 3 poles 200A, for front mounting with black handle, front plate 132X132mm | http://datasheet.lovatoelectric.com/Rotary_cam_switches/RON/GN200136U.pdf
GN20013L |  |  | Enclosed rotary cam switch GN series, Dahlander motor control switch 1-0-2, 200A in metal enclosure 250X316mm with black handle | http://datasheet.lovatoelectric.com/Rotary_cam_switches/ENG/GN20013L.pdf | Commutatore a camme serie GN, avviatore per motori Dahlander 1-0-2 da 200A in cassetta metallica 250X316mm con maniglia nera | http://datasheet.lovatoelectric.com/Rotary_cam_switches/ITA/GN20013L.pdf | Łącznik krzywkowy serii GN, przełącznik silnika dwubiegunowego 1-0-2, układ Dahlandera, 200A, w metalowej obudowie 250x316mm i czarnym pokrętłem | http://datasheet.lovatoelectric.com/Rotary_cam_switches/POL/GN20013L.pdf | Enclosed rotary cam switch GN series, Dahlander motor control switch 1-0-2, 200A in metal enclosure 250X316mm with black handle | http://datasheet.lovatoelectric.com/Rotary_cam_switches/RON/GN20013L.pdf
GN20013O |  |  | Rotary cam switch GN series, Dahlander motor control switch 1-0-2, 200A, for rear mounting with black handle, front plate 132X132mm | http://datasheet.lovatoelectric.com/Rotary_cam_switches/ENG/GN20013O.pdf | Commutatore a camme serie GN, avviatore per motori Dahlander 1-0-2 da 200A in esecuzione per montaggio a fondo quadro con maniglia nera, mostrina 132X132mm | http://datasheet.lovatoelectric.com/Rotary_cam_switches/ITA/GN20013O.pdf | Łącznik krzywkowy serii GN, przełącznik silnika dwubiegunowego 1-0-2, układ Dahlandera, 200A, do montażu wewnątrz szafy z czarnym pokrętłem i tabliczką 132x132mm | http://datasheet.lovatoelectric.com/Rotary_cam_switches/POL/GN20013O.pdf | Rotary cam switch GN series, Dahlander motor control switch 1-0-2, 200A, for rear mounting with black handle, front plate 132X132mm | http://datasheet.lovatoelectric.com/Rotary_cam_switches/RON/GN20013O.pdf
GN20013U |  |  | Rotary cam switch GN series, Dahlander motor control switch 1-0-2, 200A, for front mounting with black handle, front plate 132X132mm | http://datasheet.lovatoelectric.com/Rotary_cam_switches/ENG/GN20013U.pdf | Commutatore a camme serie GN, avviatore per motori Dahlander 1-0-2 da 200A in esecuzione per montaggio frontale con maniglia nera, mostrina 132X132mm | http://datasheet.lovatoelectric.com/Rotary_cam_switches/ITA/GN20013U.pdf | Łącznik krzywkowy serii GN, przełącznik silnika dwubiegunowego 1-0-2, układ Dahlandera, 200A, do montażu tablicowego, z czarnym pokrętłem i tabliczką 132x132mm | http://datasheet.lovatoelectric.com/Rotary_cam_switches/POL/GN20013U.pdf | Rotary cam switch GN series, Dahlander motor control switch 1-0-2, 200A, for front mounting with black handle, front plate 132X132mm | http://datasheet.lovatoelectric.com/Rotary_cam_switches/RON/GN20013U.pdf
GN20019L |  |  | Enclosed rotary cam switch GN series, Dahlander motor control switch 0-1-2, 200A in metal enclosure 250X316mm with black handle | http://datasheet.lovatoelectric.com/Rotary_cam_switches/ENG/GN20019L.pdf | Commutatore a camme serie GN, avviatore per motori Dahlander 0-1-2 da 200A in cassetta metallica 250X316mm con maniglia nera | http://datasheet.lovatoelectric.com/Rotary_cam_switches/ITA/GN20019L.pdf | Łącznik krzywkowy serii GN, przełącznik silnika dwubiegunowego 0-1-2, układ Dahlandera, 200A, w metalowej obudowie 250x316mm i czarnym pokrętłem | http://datasheet.lovatoelectric.com/Rotary_cam_switches/POL/GN20019L.pdf | Enclosed rotary cam switch GN series, Dahlander motor control switch 0-1-2, 200A in metal enclosure 250X316mm with black handle | http://datasheet.lovatoelectric.com/Rotary_cam_switches/RON/GN20019L.pdf
GN20019O |  |  | Rotary cam switch GN series, Dahlander motor control switch 0-1-2, 200A, for rear mounting with black handle, front plate 132X132mm | http://datasheet.lovatoelectric.com/Rotary_cam_switches/ENG/GN20019O.pdf | Commutatore a camme serie GN, avviatore per motori Dahlander 0-1-2 da 200A in esecuzione per montaggio a fondo quadro con maniglia nera, mostrina 132X132mm | http://datasheet.lovatoelectric.com/Rotary_cam_switches/ITA/GN20019O.pdf | Łącznik krzywkowy serii GN, przełącznik silnika dwubiegunowego 0-1-2, układ Dahlandera, 200A, do montażu wewnątrz szafy z czarnym pokrętłem i tabliczką 132x132mm | http://datasheet.lovatoelectric.com/Rotary_cam_switches/POL/GN20019O.pdf | Rotary cam switch GN series, Dahlander motor control switch 0-1-2, 200A, for rear mounting with black handle, front plate 132X132mm | http://datasheet.lovatoelectric.com/Rotary_cam_switches/RON/GN20019O.pdf
GN20019U |  |  | Rotary cam switch GN series, Dahlander motor control switch 0-1-2, 200A, for front mounting with black handle, front plate 132X132mm | http://datasheet.lovatoelectric.com/Rotary_cam_switches/ENG/GN20019U.pdf | Commutatore a camme serie GN, avviatore per motori Dahlander 0-1-2 da 200A in esecuzione per montaggio frontale con maniglia nera, mostrina 132X132mm | http://datasheet.lovatoelectric.com/Rotary_cam_switches/ITA/GN20019U.pdf | Łącznik krzywkowy serii GN, przełącznik silnika dwubiegunowego 0-1-2, układ Dahlandera, 200A, do montażu tablicowego, z czarnym pokrętłem i tabliczką 132x132mm | http://datasheet.lovatoelectric.com/Rotary_cam_switches/POL/GN20019U.pdf | Rotary cam switch GN series, Dahlander motor control switch 0-1-2, 200A, for front mounting with black handle, front plate 132X132mm | http://datasheet.lovatoelectric.com/Rotary_cam_switches/RON/GN20019U.pdf
GN20020L |  |  | Enclosed rotary cam switch GN series, Dahlander motor 2-speed reversing switch, 200A in metal enclosure 250X316mm with black handle | http://datasheet.lovatoelectric.com/Rotary_cam_switches/ENG/GN20020L.pdf | Commutatore a camme serie GN, invertitoredi marcia a 2 velocita' per motori Dahlander da 200A in cassetta metallica 250X316mm con maniglia nera | http://datasheet.lovatoelectric.com/Rotary_cam_switches/ITA/GN20020L.pdf | Łącznik krzywkowy serii GN, przełącznik zmiany kirunku obrotów silnika dwubiegunowego, układ Dahlandera, 200A, w metalowej obudowie 250x316mm i czarnym pokrętłem | http://datasheet.lovatoelectric.com/Rotary_cam_switches/POL/GN20020L.pdf | Enclosed rotary cam switch GN series, Dahlander motor 2-speed reversing switch, 200A in metal enclosure 250X316mm with black handle | http://datasheet.lovatoelectric.com/Rotary_cam_switches/RON/GN20020L.pdf
GN20020O |  |  | Rotary cam switch GN series, Dahlander motor 2-speed reversing switch, 200A, for rear mounting with black handle, front plate 132X132mm | http://datasheet.lovatoelectric.com/Rotary_cam_switches/ENG/GN20020O.pdf | Commutatore a camme serie GN, invertitore di marcia a 2 velocita' per motori Dahlander da 200A in esecuzione per montaggio a fondo quadro con maniglia nera, mostrina 132X132mm | http://datasheet.lovatoelectric.com/Rotary_cam_switches/ITA/GN20020O.pdf | Łącznik krzywkowy serii GN, przełącznik zmiany kirunku obrotów silnika dwubiegunowego, układ Dahlandera, 200A, do montażu wewnątrz szafy z czarnym pokrętłem i tabliczką 132x132mm | http://datasheet.lovatoelectric.com/Rotary_cam_switches/POL/GN20020O.pdf | Rotary cam switch GN series, Dahlander motor 2-speed reversing switch, 200A, for rear mounting with black handle, front plate 132X132mm | http://datasheet.lovatoelectric.com/Rotary_cam_switches/RON/GN20020O.pdf
GN20020U |  |  | Rotary cam switch GN series, Dahlander motor 2-speed reversing switch, 200A, for front mounting with black handle, front plate 132X132mm | http://datasheet.lovatoelectric.com/Rotary_cam_switches/ENG/GN20020U.pdf | Commutatore a camme serie GN, invertitore di marcia a 2 velocita' per motori Dahlander da 200A in esecuzione per montaggio frontale con maniglia nera, mostrina 132X132mm | http://datasheet.lovatoelectric.com/Rotary_cam_switches/ITA/GN20020U.pdf | Łącznik krzywkowy serii GN, przełącznik zmiany kirunku obrotów silnika dwubiegunowego, układ Dahlandera, 200A, do montażu tablicowego, z czarnym pokrętłem i tabliczką 132x132mm | http://datasheet.lovatoelectric.com/Rotary_cam_switches/POL/GN20020U.pdf | Rotary cam switch GN series, Dahlander motor 2-speed reversing switch, 200A, for front mounting with black handle, front plate 132X132mm | http://datasheet.lovatoelectric.com/Rotary_cam_switches/RON/GN20020U.pdf
GN20025L |  |  | Enclosed rotary cam switch GN series, 1-phase motor reversing switch with spring return 200A in metal enclosure 250X316mm with black handle | http://datasheet.lovatoelectric.com/Rotary_cam_switches/ENG/GN20025L.pdf | Commutatore a camme serie GN, invertitore di marcia monofase con ritorno a molla da 200A in cassetta metallica 250X316mm con maniglia nera | http://datasheet.lovatoelectric.com/Rotary_cam_switches/ITA/GN20025L.pdf | Łącznik krzywkowy serii GN, przełącznik zmiany kierunku obrotów silnika 1 fazowego, z powrotem do pozycji 0, 200A, w metalowej obudowie 250x316mm i czarnym pokrętłem | http://datasheet.lovatoelectric.com/Rotary_cam_switches/POL/GN20025L.pdf | Enclosed rotary cam switch GN series, 1-phase motor reversing switch with spring return 200A in metal enclosure 250X316mm with black handle | http://datasheet.lovatoelectric.com/Rotary_cam_switches/RON/GN20025L.pdf
GN20025O |  |  | Rotary cam switch GN series, 1-phase motor reversing switch with spring return 200A, for rear mounting with black handle, front plate 132X132mm | http://datasheet.lovatoelectric.com/Rotary_cam_switches/ENG/GN20025O.pdf | Commutatore a camme serie GN, invertitore di marcia monofase con ritorno a molla da 200A in esecuzione per montaggio a fondo quadro con maniglia nera, mostrina 132X132mm | http://datasheet.lovatoelectric.com/Rotary_cam_switches/ITA/GN20025O.pdf | Łącznik krzywkowy serii GN, przełącznik zmiany kierunku obrotów silnika 1 fazowego, z powrotem do pozycji 0, 200A, do montażu wewnątrz szafy z czarnym pokrętłem i tabliczką 132x132mm | http://datasheet.lovatoelectric.com/Rotary_cam_switches/POL/GN20025O.pdf | Rotary cam switch GN series, 1-phase motor reversing switch with spring return 200A, for rear mounting with black handle, front plate 132X132mm | http://datasheet.lovatoelectric.com/Rotary_cam_switches/RON/GN20025O.pdf
GN20025U |  |  | Rotary cam switch GN series, 1-phase motor reversing switch with spring return 200A, for front mounting with black handle, front plate 132X132mm | http://datasheet.lovatoelectric.com/Rotary_cam_switches/ENG/GN20025U.pdf | Commutatore a camme serie GN, invertitore di marcia monofase con ritorno a molla da 200A in esecuzione per montaggio frontale con maniglia nera, mostrina 132X132mm | http://datasheet.lovatoelectric.com/Rotary_cam_switches/ITA/GN20025U.pdf | Łącznik krzywkowy serii GN, przełącznik zmiany kierunku obrotów silnika 1 fazowego, z powrotem do pozycji 0, 200A, do montażu tablicowego, z czarnym pokrętłem i tabliczką 132x132mm | http://datasheet.lovatoelectric.com/Rotary_cam_switches/POL/GN20025U.pdf | Rotary cam switch GN series, 1-phase motor reversing switch with spring return 200A, for front mounting with black handle, front plate 132X132mm | http://datasheet.lovatoelectric.com/Rotary_cam_switches/RON/GN20025U.pdf
GN20026L |  |  | Enclosed rotary cam switch GN series, 3-phase motor reversing switch with spring return 200A in metal enclosure 250X316mm with black handle | http://datasheet.lovatoelectric.com/Rotary_cam_switches/ENG/GN20026L.pdf | Commutatore a camme serie GN, invertitore di marcia trifase con ritorno a molla da 200A in cassetta metallica 250X316mm con maniglia nera | http://datasheet.lovatoelectric.com/Rotary_cam_switches/ITA/GN20026L.pdf | Łącznik krzywkowy serii GN, przełącznik zmiany kierunku obrotów silnika 3 fazowego, z powrotem do pozycji 0, 200A, w metalowej obudowie 250x316mm i czarnym pokrętłem | http://datasheet.lovatoelectric.com/Rotary_cam_switches/POL/GN20026L.pdf | Enclosed rotary cam switch GN series, 3-phase motor reversing switch with spring return 200A in metal enclosure 250X316mm with black handle | http://datasheet.lovatoelectric.com/Rotary_cam_switches/RON/GN20026L.pdf
GN20026O |  |  | Rotary cam switch GN series, 3-phase motor reversing switch with spring return 200A, for rear mounting with black handle, front plate 132X132mm | http://datasheet.lovatoelectric.com/Rotary_cam_switches/ENG/GN20026O.pdf | Commutatore a camme serie GN, invertitore di marcia trifase con ritorno di molla da 200A in esecuzione per montaggio a fondo quadro con maniglia nera, mostrina 132X132mm | http://datasheet.lovatoelectric.com/Rotary_cam_switches/ITA/GN20026O.pdf | Łącznik krzywkowy serii GN, przełącznik zmiany kierunku obrotów silnika 3 fazowego, z powrotem do pozycji 0, 200A, do montażu wewnątrz szafy z czarnym pokrętłem i tabliczką 132x132mm | http://datasheet.lovatoelectric.com/Rotary_cam_switches/POL/GN20026O.pdf | Rotary cam switch GN series, 3-phase motor reversing switch with spring return 200A, for rear mounting with black handle, front plate 132X132mm | http://datasheet.lovatoelectric.com/Rotary_cam_switches/RON/GN20026O.pdf
GN20026U |  |  | Rotary cam switch GN series, 3-phase motor reversing switch with spring return 200A, for front mounting with black handle, front plate 132X132mm | http://datasheet.lovatoelectric.com/Rotary_cam_switches/ENG/GN20026U.pdf | Commutatore a camme serie GN, invertitore di marcia trifase con ritorno a molla da 200A in esecuzione per montaggio frontale con maniglia nera, mostrina 132X132mm | http://datasheet.lovatoelectric.com/Rotary_cam_switches/ITA/GN20026U.pdf | Łącznik krzywkowy serii GN, przełącznik zmiany kierunku obrotów silnika 3 fazowego, z powrotem do pozycji 0, 200A, do montażu tablicowego, z czarnym pokrętłem i tabliczką 132x132mm | http://datasheet.lovatoelectric.com/Rotary_cam_switches/POL/GN20026U.pdf | Rotary cam switch GN series, 3-phase motor reversing switch with spring return 200A, for front mounting with black handle, front plate 132X132mm | http://datasheet.lovatoelectric.com/Rotary_cam_switches/RON/GN20026U.pdf
GN20052L |  |  | Enclosed rotary cam switch GN series, changeover switch 2 poles 200A in metal enclosure 250X316mm with black handle | http://datasheet.lovatoelectric.com/Rotary_cam_switches/ENG/GN20052L.pdf | Commutatore a camme serie GN, commutatore 2 poli da 200A in cassetta metallica 250X316mm con maniglia nera | http://datasheet.lovatoelectric.com/Rotary_cam_switches/ITA/GN20052L.pdf | Łącznik krzywkowy serii GN, przełącznik sieci, 2 pola, 200A, w metalowej obudowie 250x316mm i czarnym pokrętłem | http://datasheet.lovatoelectric.com/Rotary_cam_switches/POL/GN20052L.pdf | Enclosed rotary cam switch GN series, changeover switch 2 poles 200A in metal enclosure 250X316mm with black handle | http://datasheet.lovatoelectric.com/Rotary_cam_switches/RON/GN20052L.pdf
GN20052O |  |  | Rotary cam switch GN series, changeover switch 3 poles 200A, for rear mounting with black handle, front plate 132X132mm | http://datasheet.lovatoelectric.com/Rotary_cam_switches/ENG/GN20052O.pdf | Commutatore a camme serie GN, commutatore 3 poli da 200A in esecuzione per montaggio a fondo quadro con maniglia nera, mostrina 132X132mm | http://datasheet.lovatoelectric.com/Rotary_cam_switches/ITA/GN20052O.pdf | Łącznik krzywkowy serii GN, przełącznik sieci, 3 pola, 200A, do montażu wewnątrz szafy z czarnym pokrętłem i tabliczką 132x132mm | http://datasheet.lovatoelectric.com/Rotary_cam_switches/POL/GN20052O.pdf | Rotary cam switch GN series, changeover switch 3 poles 200A, for rear mounting with black handle, front plate 132X132mm | http://datasheet.lovatoelectric.com/Rotary_cam_switches/RON/GN20052O.pdf
GN20052U |  |  | Rotary cam switch GN series, changeover switch 2 poles 200A, for front mounting with black handle, front plate 132X132mm | http://datasheet.lovatoelectric.com/Rotary_cam_switches/ENG/GN20052U.pdf | Commutatore a camme serie GN, commutatore 3 poli da 200A in esecuzione per montaggio frontale con maniglia nera, mostrina 132X132mm | http://datasheet.lovatoelectric.com/Rotary_cam_switches/ITA/GN20052U.pdf | Łącznik krzywkowy serii GN, przełącznik sieci, 2 pola, 200A, do montażu tablicowego, z czarnym pokrętłem i tabliczką 132x132mm | http://datasheet.lovatoelectric.com/Rotary_cam_switches/POL/GN20052U.pdf | Rotary cam switch GN series, changeover switch 2 poles 200A, for front mounting with black handle, front plate 132X132mm | http://datasheet.lovatoelectric.com/Rotary_cam_switches/RON/GN20052U.pdf
GN20053L |  |  | Enclosed rotary cam switch GN series, changeover switch 3 poles 200A in metal enclosure 250X316mm with black handle | http://datasheet.lovatoelectric.com/Rotary_cam_switches/ENG/GN20053L.pdf | Commutatore a camme serie GN, commutatore 3 poli da 200A in cassetta metallica 250X316mm con maniglia nera | http://datasheet.lovatoelectric.com/Rotary_cam_switches/ITA/GN20053L.pdf | Łącznik krzywkowy serii GN, przełącznik sieci, 3 pola, 200A, w metalowej obudowie 250x316mm i czarnym pokrętłem | http://datasheet.lovatoelectric.com/Rotary_cam_switches/POL/GN20053L.pdf | Enclosed rotary cam switch GN series, changeover switch 3 poles 200A in metal enclosure 250X316mm with black handle | http://datasheet.lovatoelectric.com/Rotary_cam_switches/RON/GN20053L.pdf
GN20053O |  |  | Rotary cam switch GN series, changeover switch 3 poles 200A, for rear mounting with black handle, front plate 132X132mm | http://datasheet.lovatoelectric.com/Rotary_cam_switches/ENG/GN20053O.pdf | Commutatore a camme serie GN, commutatore 3 poli da 200A in esecuzione per montaggio a fondo quadro con maniglia nera, mostrina 132X132mm | http://datasheet.lovatoelectric.com/Rotary_cam_switches/ITA/GN20053O.pdf | Łącznik krzywkowy serii GN, przełącznik sieci, 3 pola, 200A, do montażu wewnątrz szafy z czarnym pokrętłem i tabliczką 132x132mm | http://datasheet.lovatoelectric.com/Rotary_cam_switches/POL/GN20053O.pdf | Rotary cam switch GN series, changeover switch 3 poles 200A, for rear mounting with black handle, front plate 132X132mm | http://datasheet.lovatoelectric.com/Rotary_cam_switches/RON/GN20053O.pdf
GN20053U |  |  | Rotary cam switch GN series, changeover switch 3 poles 200A, for front mounting with black handle, front plate 132X132mm | http://datasheet.lovatoelectric.com/Rotary_cam_switches/ENG/GN20053U.pdf | Commutatore a camme serie GN, commutatore 3 poli da 200A in esecuzione per montaggio frontale con maniglia nera, mostrina 132X132mm | http://datasheet.lovatoelectric.com/Rotary_cam_switches/ITA/GN20053U.pdf | Łącznik krzywkowy serii GN, przełącznik sieci, 3 pola, 200A, do montażu tablicowego, z czarnym pokrętłem i tabliczką 132x132mm | http://datasheet.lovatoelectric.com/Rotary_cam_switches/POL/GN20053U.pdf | Rotary cam switch GN series, changeover switch 3 poles 200A, for front mounting with black handle, front plate 132X132mm | http://datasheet.lovatoelectric.com/Rotary_cam_switches/RON/GN20053U.pdf
GN20055L |  |  | Enclosed rotary cam switch GN series, changeover switch without 0, 2 poles 200A in metal enclosure 250X316mm with black handle | http://datasheet.lovatoelectric.com/Rotary_cam_switches/ENG/GN20055L.pdf | Commutatore a camme serie GN, deviatore 2 poli da 200A in cassetta metallica 250X316mm con maniglia nera | http://datasheet.lovatoelectric.com/Rotary_cam_switches/ITA/GN20055L.pdf | Łącznik krzywkowy serii GN, przełącznik sieci bez 0, 2 pola, 200A, w metalowej obudowie 250x316mm i czarnym pokrętłem | http://datasheet.lovatoelectric.com/Rotary_cam_switches/POL/GN20055L.pdf | Enclosed rotary cam switch GN series, changeover switch without 0, 2 poles 200A in metal enclosure 250X316mm with black handle | http://datasheet.lovatoelectric.com/Rotary_cam_switches/RON/GN20055L.pdf
GN20055O |  |  | Rotary cam switch GN series, changeover switch without 0, 3 poles 200A, for rear mounting with black handle, front plate 132X132mm | http://datasheet.lovatoelectric.com/Rotary_cam_switches/ENG/GN20055O.pdf | Commutatore a camme serie GN, deviatore 3 poli da 200A in esecuzione per montaggio a fondo quadro con maniglia nera, mostrina 132X132mm | http://datasheet.lovatoelectric.com/Rotary_cam_switches/ITA/GN20055O.pdf | Łącznik krzywkowy serii GN, przełącznik sieci bez 0, 3 pola, 200A, do montażu wewnątrz szafy z czarnym pokrętłem i tabliczką 132x132mm | http://datasheet.lovatoelectric.com/Rotary_cam_switches/POL/GN20055O.pdf | Rotary cam switch GN series, changeover switch without 0, 3 poles 200A, for rear mounting with black handle, front plate 132X132mm | http://datasheet.lovatoelectric.com/Rotary_cam_switches/RON/GN20055O.pdf
GN20055U |  |  | Rotary cam switch GN series, changeover switch without 0, 2 poles 200A, for front mounting with black handle, front plate 132X132mm | http://datasheet.lovatoelectric.com/Rotary_cam_switches/ENG/GN20055U.pdf | Commutatore a camme serie GN, deviatore 3 poli da 200A in esecuzione per montaggio frontale con maniglia nera, mostrina 132X132mm | http://datasheet.lovatoelectric.com/Rotary_cam_switches/ITA/GN20055U.pdf | Łącznik krzywkowy serii GN, przełącznik sieci bez 0, 2 pola, 200A, do montażu tablicowego, z czarnym pokrętłem i tabliczką 132x132mm | http://datasheet.lovatoelectric.com/Rotary_cam_switches/POL/GN20055U.pdf | Rotary cam switch GN series, changeover switch without 0, 2 poles 200A, for front mounting with black handle, front plate 132X132mm | http://datasheet.lovatoelectric.com/Rotary_cam_switches/RON/GN20055U.pdf
GN20056L |  |  | Enclosed rotary cam switch GN series, changeover switch without 0, 3 poles 200A in metal enclosure 250X316mm with black handle | http://datasheet.lovatoelectric.com/Rotary_cam_switches/ENG/GN20056L.pdf | Commutatore a camme serie GN, deviatore 3 poli da 200A in cassetta metallica 250X316mm con maniglia nera | http://datasheet.lovatoelectric.com/Rotary_cam_switches/ITA/GN20056L.pdf | Łącznik krzywkowy serii GN, przełącznik sieci bez 0, 3 pola, 200A, w metalowej obudowie 250x316mm i czarnym pokrętłem | http://datasheet.lovatoelectric.com/Rotary_cam_switches/POL/GN20056L.pdf | Enclosed rotary cam switch GN series, changeover switch without 0, 3 poles 200A in metal enclosure 250X316mm with black handle | http://datasheet.lovatoelectric.com/Rotary_cam_switches/RON/GN20056L.pdf
GN20056O |  |  | Rotary cam switch GN series, changeover switch without 0, 3 poles 200A, for rear mounting with black handle, front plate 132X132mm | http://datasheet.lovatoelectric.com/Rotary_cam_switches/ENG/GN20056O.pdf | Commutatore a camme serie GN, deviatore 3 poli da 200A in esecuzione per montaggio a fondo quadro con maniglia nera, mostrina 132X132mm | http://datasheet.lovatoelectric.com/Rotary_cam_switches/ITA/GN20056O.pdf | Łącznik krzywkowy serii GN, przełącznik sieci bez 0, 3 pola, 200A, do montażu wewnątrz szafy z czarnym pokrętłem i tabliczką 132x132mm | http://datasheet.lovatoelectric.com/Rotary_cam_switches/POL/GN20056O.pdf | Rotary cam switch GN series, changeover switch without 0, 3 poles 200A, for rear mounting with black handle, front plate 132X132mm | http://datasheet.lovatoelectric.com/Rotary_cam_switches/RON/GN20056O.pdf
GN20056U |  |  | Rotary cam switch GN series, changeover switch without 0, 3 poles 200A, for front mounting with black handle, front plate 132X132mm | http://datasheet.lovatoelectric.com/Rotary_cam_switches/ENG/GN20056U.pdf | Commutatore a camme serie GN, deviatore 3 poli da 200A in esecuzione per montaggio frontale con maniglia nera, mostrina 132X132mm | http://datasheet.lovatoelectric.com/Rotary_cam_switches/ITA/GN20056U.pdf | Łącznik krzywkowy serii GN, przełącznik sieci bez 0, 3 pola, 200A, do montażu tablicowego, z czarnym pokrętłem i tabliczką 132x132mm | http://datasheet.lovatoelectric.com/Rotary_cam_switches/POL/GN20056U.pdf | Rotary cam switch GN series, changeover switch without 0, 3 poles 200A, for front mounting with black handle, front plate 132X132mm | http://datasheet.lovatoelectric.com/Rotary_cam_switches/RON/GN20056U.pdf
GN20069L |  |  | Enclosed rotary cam switch GN series, changeover switch without 0, 4 poles 200A in metal enclosure 250X316mm with black handle | http://datasheet.lovatoelectric.com/Rotary_cam_switches/ENG/GN20069L.pdf | Commutatore a camme serie GN, deviatore 4 poli da 200A in cassetta metallica 250X316mm con maniglia nera | http://datasheet.lovatoelectric.com/Rotary_cam_switches/ITA/GN20069L.pdf | Łącznik krzywkowy serii GN, przełącznik sieci bez 0, 4 pola, 200A, w metalowej obudowie 250x316mm i czarnym pokrętłem | http://datasheet.lovatoelectric.com/Rotary_cam_switches/POL/GN20069L.pdf | Enclosed rotary cam switch GN series, changeover switch without 0, 4 poles 200A in metal enclosure 250X316mm with black handle | http://datasheet.lovatoelectric.com/Rotary_cam_switches/RON/GN20069L.pdf
GN20069O |  |  | Rotary cam switch GN series, changeover switch without 0, 4 poles 200A, for rear mounting with black handle, front plate 132X132mm | http://datasheet.lovatoelectric.com/Rotary_cam_switches/ENG/GN20069O.pdf | Commutatore a camme serie GN, deviatore 4 poli da 200A in esecuzione per montaggio a fondo quadro con maniglia nera, mostrina 132X132mm | http://datasheet.lovatoelectric.com/Rotary_cam_switches/ITA/GN20069O.pdf | Łącznik krzywkowy serii GN, przełącznik sieci bez 0, 4 pola, 200A, do montażu wewnątrz szafy z czarnym pokrętłem i tabliczką 132x132mm | http://datasheet.lovatoelectric.com/Rotary_cam_switches/POL/GN20069O.pdf | Rotary cam switch GN series, changeover switch without 0, 4 poles 200A, for rear mounting with black handle, front plate 132X132mm | http://datasheet.lovatoelectric.com/Rotary_cam_switches/RON/GN20069O.pdf
GN20069U |  |  | Rotary cam switch GN series, changeover switch without 0, 4 poles 200A, for front mounting with black handle, front plate 132X132mm | http://datasheet.lovatoelectric.com/Rotary_cam_switches/ENG/GN20069U.pdf | Commutatore a camme serie GN, deviatore 4 poli da 200A in esecuzione per montaggio frontale con maniglia nera, mostrina 132X132mm | http://datasheet.lovatoelectric.com/Rotary_cam_switches/ITA/GN20069U.pdf | Łącznik krzywkowy serii GN, przełącznik sieci bez 0, 4 pola, 200A, do montażu tablicowego, z czarnym pokrętłem i tabliczką 132x132mm | http://datasheet.lovatoelectric.com/Rotary_cam_switches/POL/GN20069U.pdf | Rotary cam switch GN series, changeover switch without 0, 4 poles 200A, for front mounting with black handle, front plate 132X132mm | http://datasheet.lovatoelectric.com/Rotary_cam_switches/RON/GN20069U.pdf
GN20075L |  |  | Enclosed rotary cam switch GN series, changeover switch 4 poles 200A in metal enclosure 250X316mm with black handle | http://datasheet.lovatoelectric.com/Rotary_cam_switches/ENG/GN20075L.pdf | Commutatore a camme serie GN, commutatore 4 poli da 200A in cassetta metallica 250X316mm con maniglia nera | http://datasheet.lovatoelectric.com/Rotary_cam_switches/ITA/GN20075L.pdf | Łącznik krzywkowy serii GN, przełącznik sieci, 4 pola, 200A, w metalowej obudowie 250x316mm i czarnym pokrętłem | http://datasheet.lovatoelectric.com/Rotary_cam_switches/POL/GN20075L.pdf | Enclosed rotary cam switch GN series, changeover switch 4 poles 200A in metal enclosure 250X316mm with black handle | http://datasheet.lovatoelectric.com/Rotary_cam_switches/RON/GN20075L.pdf
GN20075O |  |  | Rotary cam switch GN series, changeover switch 4 poles 200A, for rear mounting with black handle, front plate 132X132mm | http://datasheet.lovatoelectric.com/Rotary_cam_switches/ENG/GN20075O.pdf | Commutatore a camme serie GN, commutatore 4 poli da 200A in esecuzione per montaggio a fondo quadro con maniglia nera, mostrina 132X132mm | http://datasheet.lovatoelectric.com/Rotary_cam_switches/ITA/GN20075O.pdf | Łącznik krzywkowy serii GN, przełącznik sieci, 4 pola, 200A, do montażu wewnątrz szafy z czarnym pokrętłem i tabliczką 132x132mm | http://datasheet.lovatoelectric.com/Rotary_cam_switches/POL/GN20075O.pdf | Rotary cam switch GN series, changeover switch 4 poles 200A, for rear mounting with black handle, front plate 132X132mm | http://datasheet.lovatoelectric.com/Rotary_cam_switches/RON/GN20075O.pdf
GN20075U |  |  | Rotary cam switch GN series, changeover switch 4 poles 200A, for front mounting with black handle, front plate 132X132mm | http://datasheet.lovatoelectric.com/Rotary_cam_switches/ENG/GN20075U.pdf | Commutatore a camme serie GN, commutatore 4 poli da 200A in esecuzione per montaggio frontale con maniglia nera, mostrina 132X132mm | http://datasheet.lovatoelectric.com/Rotary_cam_switches/ITA/GN20075U.pdf | Łącznik krzywkowy serii GN, przełącznik sieci, 4 pola, 200A, do montażu tablicowego, z czarnym pokrętłem i tabliczką 132x132mm | http://datasheet.lovatoelectric.com/Rotary_cam_switches/POL/GN20075U.pdf | Rotary cam switch GN series, changeover switch 4 poles 200A, for front mounting with black handle, front plate 132X132mm | http://datasheet.lovatoelectric.com/Rotary_cam_switches/RON/GN20075U.pdf
GN20082L |  |  | Enclosed rotary cam switch GN series, multi-step 1-2-3, 1 pole 200A in metal enclosure 250X316mm with black handle | http://datasheet.lovatoelectric.com/Rotary_cam_switches/ENG/GN20082L.pdf | Commutatore a camme serie GN, multivia 1-2-3 1 polo da 200A in cassetta metallica 250X316mm con maniglia nera | http://datasheet.lovatoelectric.com/Rotary_cam_switches/ITA/GN20082L.pdf | Łącznik krzywkowy serii GN, wielopozycyjny 1-2-3, 1 pole, 200A, w metalowej obudowie 250x316mm i czarnym pokrętłem | http://datasheet.lovatoelectric.com/Rotary_cam_switches/POL/GN20082L.pdf | Enclosed rotary cam switch GN series, multi-step 1-2-3, 1 pole 200A in metal enclosure 250X316mm with black handle | http://datasheet.lovatoelectric.com/Rotary_cam_switches/RON/GN20082L.pdf
GN20082O |  |  | Rotary cam switch GN series, multi-step 1-2-3, 1 pole 200A, for rear mounting with black handle, front plate 132X132mm | http://datasheet.lovatoelectric.com/Rotary_cam_switches/ENG/GN20082O.pdf | Commutatore a camme serie GN, multivia 1-2-3 1 polo da 200A in esecuzione per montaggio a fondo quadro con maniglia nera, mostrina 132X132mm | http://datasheet.lovatoelectric.com/Rotary_cam_switches/ITA/GN20082O.pdf | Łącznik krzywkowy serii GN, wielopozycyjny 1-2-3, 1 pole, 200A, do montażu wewnątrz szafy z czarnym pokrętłem i tabliczką 132x132mm | http://datasheet.lovatoelectric.com/Rotary_cam_switches/POL/GN20082O.pdf | Rotary cam switch GN series, multi-step 1-2-3, 1 pole 200A, for rear mounting with black handle, front plate 132X132mm | http://datasheet.lovatoelectric.com/Rotary_cam_switches/RON/GN20082O.pdf
GN20082U |  |  | Rotary cam switch GN series, multi-step 1-2-3, 1 pole 200A, for front mounting with black handle, front plate 132X132mm | http://datasheet.lovatoelectric.com/Rotary_cam_switches/ENG/GN20082U.pdf | Commutatore a camme serie GN, multivia 1-2-3 1 polo da 200A in esecuzione per montaggio frontale con maniglia nera, mostrina 132X132mm | http://datasheet.lovatoelectric.com/Rotary_cam_switches/ITA/GN20082U.pdf | Łącznik krzywkowy serii GN, wielopozycyjny 1-2-3, 1 pole, 200A, do montażu tablicowego, z czarnym pokrętłem i tabliczką 132x132mm | http://datasheet.lovatoelectric.com/Rotary_cam_switches/POL/GN20082U.pdf | Rotary cam switch GN series, multi-step 1-2-3, 1 pole 200A, for front mounting with black handle, front plate 132X132mm | http://datasheet.lovatoelectric.com/Rotary_cam_switches/RON/GN20082U.pdf
GN20083L |  |  | Enclosed rotary cam switch GN series, multi-step 1-2-3-4, 1 pole 200A in metal enclosure 250X316mm with black handle | http://datasheet.lovatoelectric.com/Rotary_cam_switches/ENG/GN20083L.pdf | Commutatore a camme serie GN, multivia 1-2-3-4 1 polo da 200A in cassetta metallica 250X316mm con maniglia nera | http://datasheet.lovatoelectric.com/Rotary_cam_switches/ITA/GN20083L.pdf | Łącznik krzywkowy serii GN, wielopozycyjny 1-2-3-4, 1 pole, 200A, w metalowej obudowie 250x316mm i czarnym pokrętłem | http://datasheet.lovatoelectric.com/Rotary_cam_switches/POL/GN20083L.pdf | Enclosed rotary cam switch GN series, multi-step 1-2-3-4, 1 pole 200A in metal enclosure 250X316mm with black handle | http://datasheet.lovatoelectric.com/Rotary_cam_switches/RON/GN20083L.pdf
GN20083O |  |  | Rotary cam switch GN series, multi-step 1-2-3-4, 1 pole 200A, for rear mounting with black handle, front plate 132X132mm | http://datasheet.lovatoelectric.com/Rotary_cam_switches/ENG/GN20083O.pdf | Commutatore a camme serie GN, multivia 1-2-3-4 1 polo da 200A in esecuzione per montaggio a fondo quadro con maniglia nera, mostrina 132X132mm | http://datasheet.lovatoelectric.com/Rotary_cam_switches/ITA/GN20083O.pdf | Łącznik krzywkowy serii GN, wielopozycyjny 1-2-3-4, 1 pole, 200A, do montażu wewnątrz szafy z czarnym pokrętłem i tabliczką 132x132mm | http://datasheet.lovatoelectric.com/Rotary_cam_switches/POL/GN20083O.pdf | Rotary cam switch GN series, multi-step 1-2-3-4, 1 pole 200A, for rear mounting with black handle, front plate 132X132mm | http://datasheet.lovatoelectric.com/Rotary_cam_switches/RON/GN20083O.pdf
GN20083U |  |  | Rotary cam switch GN series, multi-step 1-2-3-4, 2 poles 3150A, for front mounting with black handle, front plate 132X132mm | http://datasheet.lovatoelectric.com/Rotary_cam_switches/ENG/GN20083U.pdf | Commutatore a camme serie GN, multivia 1-2-3-4 1 polo da 3150A in esecuzione per montaggio frontale con maniglia nera, mostrina 132X132mm | http://datasheet.lovatoelectric.com/Rotary_cam_switches/ITA/GN20083U.pdf | Łącznik krzywkowy serii GN, wielopozycyjny 1-2-3-4, 2 pola, 3150A, do montażu tablicowego, z czarnym pokrętłem i tabliczką 132x132mm | http://datasheet.lovatoelectric.com/Rotary_cam_switches/POL/GN20083U.pdf | Rotary cam switch GN series, multi-step 1-2-3-4, 2 poles 3150A, for front mounting with black handle, front plate 132X132mm | http://datasheet.lovatoelectric.com/Rotary_cam_switches/RON/GN20083U.pdf
GN20084L |  |  | Enclosed rotary cam switch GN series, multi-step 1-2-3-4-5, 1 pole 200A in metal enclosure 250X316mm with black handle | http://datasheet.lovatoelectric.com/Rotary_cam_switches/ENG/GN20084L.pdf | Commutatore a camme serie GN, multivia 1-2-3-4-5 1 polo da 200A in cassetta metallica 250X316mm con maniglia nera | http://datasheet.lovatoelectric.com/Rotary_cam_switches/ITA/GN20084L.pdf | Łącznik krzywkowy serii GN, wielopozycyjny 1-2-3-4-5, 1 pole, 200A, w metalowej obudowie 250x316mm i czarnym pokrętłem | http://datasheet.lovatoelectric.com/Rotary_cam_switches/POL/GN20084L.pdf | Enclosed rotary cam switch GN series, multi-step 1-2-3-4-5, 1 pole 200A in metal enclosure 250X316mm with black handle | http://datasheet.lovatoelectric.com/Rotary_cam_switches/RON/GN20084L.pdf
GN20084O |  |  | Rotary cam switch GN series, multi-step 1-2-3-4-5, 1 pole 200A, for rear mounting with black handle, front plate 132X132mm | http://datasheet.lovatoelectric.com/Rotary_cam_switches/ENG/GN20084O.pdf | Commutatore a camme serie GN, multivia 1-2-3-4-5 1 polo da 200A in esecuzione per montaggio a fondo quadro con maniglia nera, mostrina 132X132mm | http://datasheet.lovatoelectric.com/Rotary_cam_switches/ITA/GN20084O.pdf | Łącznik krzywkowy serii GN, wielopozycyjny 1-2-3-4-5, 1 pole, 200A, do montażu wewnątrz szafy z czarnym pokrętłem i tabliczką 132x132mm | http://datasheet.lovatoelectric.com/Rotary_cam_switches/POL/GN20084O.pdf | Rotary cam switch GN series, multi-step 1-2-3-4-5, 1 pole 200A, for rear mounting with black handle, front plate 132X132mm | http://datasheet.lovatoelectric.com/Rotary_cam_switches/RON/GN20084O.pdf
GN20084U |  |  | Rotary cam switch GN series, multi-step 1-2-3-4-5, 1 pole 3150A, for front mounting with black handle, front plate 132X132mm | http://datasheet.lovatoelectric.com/Rotary_cam_switches/ENG/GN20084U.pdf | Commutatore a camme serie GN, multivia 1-2-3-4-5 1 polo da 3150A in esecuzione per montaggio frontale con maniglia nera, mostrina 132X132mm | http://datasheet.lovatoelectric.com/Rotary_cam_switches/ITA/GN20084U.pdf | Łącznik krzywkowy serii GN, wielopozycyjny 1-2-3-4-5, 1 pole, 3150A, do montażu tablicowego, z czarnym pokrętłem i tabliczką 132x132mm | http://datasheet.lovatoelectric.com/Rotary_cam_switches/POL/GN20084U.pdf | Rotary cam switch GN series, multi-step 1-2-3-4-5, 1 pole 3150A, for front mounting with black handle, front plate 132X132mm | http://datasheet.lovatoelectric.com/Rotary_cam_switches/RON/GN20084U.pdf
GN20085L |  |  | Enclosed rotary cam switch GN series, multi-step 1-2-3-4-5-6, 1 pole 200A in metal enclosure 250X316mm with black handle | http://datasheet.lovatoelectric.com/Rotary_cam_switches/ENG/GN20085L.pdf | Commutatore a camme serie GN, multivia 1-2-3-4-5-6 1 polo da 200A in cassetta metallica 250X316mm con maniglia nera | http://datasheet.lovatoelectric.com/Rotary_cam_switches/ITA/GN20085L.pdf | Łącznik krzywkowy serii GN, wielopozycyjny 1-2-3-4-5-6, 1 pole, 200A, w metalowej obudowie 250x316mm i czarnym pokrętłem | http://datasheet.lovatoelectric.com/Rotary_cam_switches/POL/GN20085L.pdf | Enclosed rotary cam switch GN series, multi-step 1-2-3-4-5-6, 1 pole 200A in metal enclosure 250X316mm with black handle | http://datasheet.lovatoelectric.com/Rotary_cam_switches/RON/GN20085L.pdf
GN20085O |  |  | Rotary cam switch GN series, multi-step 1-2-3-4-5-6, 1 pole 200A, for rear mounting with black handle, front plate 132X132mm | http://datasheet.lovatoelectric.com/Rotary_cam_switches/ENG/GN20085O.pdf | Commutatore a camme serie GN, multivia 1-2-3-4-5-6 1 polo da 200A in esecuzione per montaggio a fondo quadro con maniglia nera, mostrina 132X132mm | http://datasheet.lovatoelectric.com/Rotary_cam_switches/ITA/GN20085O.pdf | Łącznik krzywkowy serii GN, wielopozycyjny 1-2-3-4-5-6, 1 pole, 200A, do montażu wewnątrz szafy z czarnym pokrętłem i tabliczką 132x132mm | http://datasheet.lovatoelectric.com/Rotary_cam_switches/POL/GN20085O.pdf | Rotary cam switch GN series, multi-step 1-2-3-4-5-6, 1 pole 200A, for rear mounting with black handle, front plate 132X132mm | http://datasheet.lovatoelectric.com/Rotary_cam_switches/RON/GN20085O.pdf
GN20085U |  |  | Rotary cam switch GN series, multi-step 1-2-3-4-5-6, 1 pole 200A, for front mounting with black handle, front plate 132X132mm | http://datasheet.lovatoelectric.com/Rotary_cam_switches/ENG/GN20085U.pdf | Commutatore a camme serie GN, multivia 1-2-3-4-5-6 1 polo da 200A in esecuzione per montaggio frontale con maniglia nera, mostrina 132X132mm | http://datasheet.lovatoelectric.com/Rotary_cam_switches/ITA/GN20085U.pdf | Łącznik krzywkowy serii GN, wielopozycyjny 1-2-3-4-5-6, 1 pole, 200A, do montażu tablicowego, z czarnym pokrętłem i tabliczką 132x132mm | http://datasheet.lovatoelectric.com/Rotary_cam_switches/POL/GN20085U.pdf | Rotary cam switch GN series, multi-step 1-2-3-4-5-6, 1 pole 200A, for front mounting with black handle, front plate 132X132mm | http://datasheet.lovatoelectric.com/Rotary_cam_switches/RON/GN20085U.pdf
GN20086L |  |  | Enclosed rotary cam switch GN series, multi-step 1-2-3, 2 poles 200A in metal enclosure 250X316mm with black handle | http://datasheet.lovatoelectric.com/Rotary_cam_switches/ENG/GN20086L.pdf | Commutatore a camme serie GN, multivia 1-2-3 2 poli da 200A in cassetta metallica 250X316mm con maniglia nera | http://datasheet.lovatoelectric.com/Rotary_cam_switches/ITA/GN20086L.pdf | Łącznik krzywkowy serii GN, wielopozycyjny 1-2-3, 2 pola, 200A, w metalowej obudowie 250x316mm i czarnym pokrętłem | http://datasheet.lovatoelectric.com/Rotary_cam_switches/POL/GN20086L.pdf | Enclosed rotary cam switch GN series, multi-step 1-2-3, 2 poles 200A in metal enclosure 250X316mm with black handle | http://datasheet.lovatoelectric.com/Rotary_cam_switches/RON/GN20086L.pdf
GN20086O |  |  | Rotary cam switch GN series, multi-step 1-2-3, 2 poles 200A, for rear mounting with black handle, front plate 132X132mm | http://datasheet.lovatoelectric.com/Rotary_cam_switches/ENG/GN20086O.pdf | Commutatore a camme serie GN, multivia 1-2-3 2 poli da 200A in esecuzione per montaggio a fondo quadro con maniglia nera, mostrina 132X132mm | http://datasheet.lovatoelectric.com/Rotary_cam_switches/ITA/GN20086O.pdf | Łącznik krzywkowy serii GN, wielopozycyjny 1-2-3, 2 pola, 200A, do montażu wewnątrz szafy z czarnym pokrętłem i tabliczką 132x132mm | http://datasheet.lovatoelectric.com/Rotary_cam_switches/POL/GN20086O.pdf | Rotary cam switch GN series, multi-step 1-2-3, 2 poles 200A, for rear mounting with black handle, front plate 132X132mm | http://datasheet.lovatoelectric.com/Rotary_cam_switches/RON/GN20086O.pdf
GN20086U |  |  | Rotary cam switch GN series, multi-step 1-2-3, 2 poles 200A, for front mounting with black handle, front plate 132X132mm | http://datasheet.lovatoelectric.com/Rotary_cam_switches/ENG/GN20086U.pdf | Commutatore a camme serie GN, multivia 1-2-3 2 poli da 200A in esecuzione per montaggio frontale con maniglia nera, mostrina 132X132mm | http://datasheet.lovatoelectric.com/Rotary_cam_switches/ITA/GN20086U.pdf | Łącznik krzywkowy serii GN, wielopozycyjny 1-2-3, 2 pola, 200A, do montażu tablicowego, z czarnym pokrętłem i tabliczką 132x132mm | http://datasheet.lovatoelectric.com/Rotary_cam_switches/POL/GN20086U.pdf | Rotary cam switch GN series, multi-step 1-2-3, 2 poles 200A, for front mounting with black handle, front plate 132X132mm | http://datasheet.lovatoelectric.com/Rotary_cam_switches/RON/GN20086U.pdf
GN20087L |  |  | Enclosed rotary cam switch GN series, multi-step 1-2-3-4, 2 poles 200A in metal enclosure 250X316mm with black handle | http://datasheet.lovatoelectric.com/Rotary_cam_switches/ENG/GN20087L.pdf | Commutatore a camme serie GN, multivia 1-2-3-4 2 poli da 200A in cassetta metallica 250X316mm con maniglia nera | http://datasheet.lovatoelectric.com/Rotary_cam_switches/ITA/GN20087L.pdf | Łącznik krzywkowy serii GN, wielopozycyjny 1-2-3-4, 2 pola, 200A, w metalowej obudowie 250x316mm i czarnym pokrętłem | http://datasheet.lovatoelectric.com/Rotary_cam_switches/POL/GN20087L.pdf | Enclosed rotary cam switch GN series, multi-step 1-2-3-4, 2 poles 200A in metal enclosure 250X316mm with black handle | http://datasheet.lovatoelectric.com/Rotary_cam_switches/RON/GN20087L.pdf
GN20087O |  |  | Rotary cam switch GN series, multi-step 1-2-3-4, 2 poles 200A, for rear mounting with black handle, front plate 132X132mm | http://datasheet.lovatoelectric.com/Rotary_cam_switches/ENG/GN20087O.pdf | Commutatore a camme serie GN, multivia 1-2-3-4 2 poli da 200A in esecuzione per montaggio a fondo quadro con maniglia nera, mostrina 132X132mm | http://datasheet.lovatoelectric.com/Rotary_cam_switches/ITA/GN20087O.pdf | Łącznik krzywkowy serii GN, wielopozycyjny 1-2-3-4, 2 pola, 200A, do montażu wewnątrz szafy z czarnym pokrętłem i tabliczką 132x132mm | http://datasheet.lovatoelectric.com/Rotary_cam_switches/POL/GN20087O.pdf | Rotary cam switch GN series, multi-step 1-2-3-4, 2 poles 200A, for rear mounting with black handle, front plate 132X132mm | http://datasheet.lovatoelectric.com/Rotary_cam_switches/RON/GN20087O.pdf
GN20087U |  |  | Rotary cam switch GN series, multi-step 1-2-3-4, 2 poles 200A, for front mounting with black handle, front plate 132X132mm | http://datasheet.lovatoelectric.com/Rotary_cam_switches/ENG/GN20087U.pdf | Commutatore a camme serie GN, multivia 1-2-3-4 2 poli da 200A in esecuzione per montaggio frontale con maniglia nera, mostrina 132X132mm | http://datasheet.lovatoelectric.com/Rotary_cam_switches/ITA/GN20087U.pdf | Łącznik krzywkowy serii GN, wielopozycyjny 1-2-3-4, 2 pola, 200A, do montażu tablicowego, z czarnym pokrętłem i tabliczką 132x132mm | http://datasheet.lovatoelectric.com/Rotary_cam_switches/POL/GN20087U.pdf | Rotary cam switch GN series, multi-step 1-2-3-4, 2 poles 200A, for front mounting with black handle, front plate 132X132mm | http://datasheet.lovatoelectric.com/Rotary_cam_switches/RON/GN20087U.pdf
GN20092L |  |  | Enclosed rotary cam switch GN series, ON-OFF switch 4 poles 200A in metal enclosure 250X316mm with black handle | http://datasheet.lovatoelectric.com/Rotary_cam_switches/ENG/GN20092L.pdf | Commutatore a camme serie GN, interruttore 4 poli da 200A in cassetta metallica 250X316mm con maniglia nera | http://datasheet.lovatoelectric.com/Rotary_cam_switches/ITA/GN20092L.pdf | Łącznik krzywkowy serii GN, rozłącznik, 4 pola, 200A, w metalowej obudowie 250x316mm i czarnym pokrętłem | http://datasheet.lovatoelectric.com/Rotary_cam_switches/POL/GN20092L.pdf | Enclosed rotary cam switch GN series, ON-OFF switch 4 poles 200A in metal enclosure 250X316mm with black handle | http://datasheet.lovatoelectric.com/Rotary_cam_switches/RON/GN20092L.pdf
GN20092O | GN31510O.jpg | http://datasheet.lovatoelectric.com/Rotary_cam_switches/products_images/GN31510O.jpg | Rotary cam switch GN series, ON-OFF switch 4 poles 200A, for rear mounting with black handle, front plate 132X132mm | http://datasheet.lovatoelectric.com/Rotary_cam_switches/ENG/GN20092O.pdf | Commutatore a camme serie GN, interruttore 4 poli da 200A in esecuzione per montaggio a fondo quadro con maniglia nera, mostrina 132X132mm | http://datasheet.lovatoelectric.com/Rotary_cam_switches/ITA/GN20092O.pdf | Łącznik krzywkowy serii GN, rozłącznik, 4 pola, 200A, do montażu wewnątrz szafy z czarnym pokrętłem i tabliczką 132x132mm | http://datasheet.lovatoelectric.com/Rotary_cam_switches/POL/GN20092O.pdf | Rotary cam switch GN series, ON-OFF switch 4 poles 200A, for rear mounting with black handle, front plate 132X132mm | http://datasheet.lovatoelectric.com/Rotary_cam_switches/RON/GN20092O.pdf
GN20092U | GN31510U.jpg | http://datasheet.lovatoelectric.com/Rotary_cam_switches/products_images/GN31510U.jpg | Rotary cam switch GN series, ON-OFF switch 4 poles 200A, for front mounting with black handle, front plate 132X132mm | http://datasheet.lovatoelectric.com/Rotary_cam_switches/ENG/GN20092U.pdf | Commutatore a camme serie GN, interruttore 4 poli da 200A in esecuzione per montaggio frontale con maniglia nera, mostrina 132X132mm | http://datasheet.lovatoelectric.com/Rotary_cam_switches/ITA/GN20092U.pdf | Łącznik krzywkowy serii GN, rozłącznik, 4 pola, 200A, do montażu tablicowego, z czarnym pokrętłem i tabliczką 132x132mm | http://datasheet.lovatoelectric.com/Rotary_cam_switches/POL/GN20092U.pdf | Rotary cam switch GN series, ON-OFF switch 4 poles 200A, for front mounting with black handle, front plate 132X132mm | http://datasheet.lovatoelectric.com/Rotary_cam_switches/RON/GN20092U.pdf
GN20093L |  |  | Enclosed rotary cam switch GN series, multi-step 1-2-3, 3 poles 200A in metal enclosure 250X316mm with black handle | http://datasheet.lovatoelectric.com/Rotary_cam_switches/ENG/GN20093L.pdf | Commutatore a camme serie GN, multivia 1-2-3 3 poli da 200A in cassetta metallica 250X316mm con maniglia nera | http://datasheet.lovatoelectric.com/Rotary_cam_switches/ITA/GN20093L.pdf | Łącznik krzywkowy serii GN, wielopozycyjny 1-2-3, 3 pola, 200A, w metalowej obudowie 250x316mm i czarnym pokrętłem | http://datasheet.lovatoelectric.com/Rotary_cam_switches/POL/GN20093L.pdf | Enclosed rotary cam switch GN series, multi-step 1-2-3, 3 poles 200A in metal enclosure 250X316mm with black handle | http://datasheet.lovatoelectric.com/Rotary_cam_switches/RON/GN20093L.pdf
GN20093O |  |  | Rotary cam switch GN series, multi-step 1-2-3, 3 poles 200A, for rear mounting with black handle, front plate 132X132mm | http://datasheet.lovatoelectric.com/Rotary_cam_switches/ENG/GN20093O.pdf | Commutatore a camme serie GN, multivia 1-2-3 3 poli da 200A in esecuzione per montaggio a fondo quadro con maniglia nera, mostrina 132X132mm | http://datasheet.lovatoelectric.com/Rotary_cam_switches/ITA/GN20093O.pdf | Łącznik krzywkowy serii GN, wielopozycyjny 1-2-3, 3 pola, 200A, do montażu wewnątrz szafy z czarnym pokrętłem i tabliczką 132x132mm | http://datasheet.lovatoelectric.com/Rotary_cam_switches/POL/GN20093O.pdf | Rotary cam switch GN series, multi-step 1-2-3, 3 poles 200A, for rear mounting with black handle, front plate 132X132mm | http://datasheet.lovatoelectric.com/Rotary_cam_switches/RON/GN20093O.pdf
GN20093U |  |  | Rotary cam switch GN series, multi-step 1-2-3, 3 poles 200A, for front mounting with black handle, front plate 132X132mm | http://datasheet.lovatoelectric.com/Rotary_cam_switches/ENG/GN20093U.pdf | Commutatore a camme serie GN, multivia 1-2-3 3 poli da 200A in esecuzione per montaggio frontale con maniglia nera, mostrina 132X132mm | http://datasheet.lovatoelectric.com/Rotary_cam_switches/ITA/GN20093U.pdf | Łącznik krzywkowy serii GN, wielopozycyjny 1-2-3, 3 pola, 200A, do montażu tablicowego, z czarnym pokrętłem i tabliczką 132x132mm | http://datasheet.lovatoelectric.com/Rotary_cam_switches/POL/GN20093U.pdf | Rotary cam switch GN series, multi-step 1-2-3, 3 poles 200A, for front mounting with black handle, front plate 132X132mm | http://datasheet.lovatoelectric.com/Rotary_cam_switches/RON/GN20093U.pdf
GN20094L |  |  | Enclosed rotary cam switch GN series, multi-step 1-2-3-4, 3 poles 200A in metal enclosure 250X316mm with black handle | http://datasheet.lovatoelectric.com/Rotary_cam_switches/ENG/GN20094L.pdf | Commutatore a camme serie GN, multivia 1-2-3-4 3 poli da 200A in cassetta metallica 250X316mm con maniglia nera | http://datasheet.lovatoelectric.com/Rotary_cam_switches/ITA/GN20094L.pdf | Łącznik krzywkowy serii GN, wielopozycyjny 1-2-3-4, 3 pola, 200A, w metalowej obudowie 250x316mm i czarnym pokrętłem | http://datasheet.lovatoelectric.com/Rotary_cam_switches/POL/GN20094L.pdf | Enclosed rotary cam switch GN series, multi-step 1-2-3-4, 3 poles 200A in metal enclosure 250X316mm with black handle | http://datasheet.lovatoelectric.com/Rotary_cam_switches/RON/GN20094L.pdf
GN20094O |  |  | Rotary cam switch GN series, multi-step 1-2-3-4, 3 poles 200A, for rear mounting with black handle, front plate 132X132mm | http://datasheet.lovatoelectric.com/Rotary_cam_switches/ENG/GN20094O.pdf | Commutatore a camme serie GN, multivia 1-2-3-4 3 poli da 200A in esecuzione per montaggio a fondo quadro con maniglia nera, mostrina 132X132mm | http://datasheet.lovatoelectric.com/Rotary_cam_switches/ITA/GN20094O.pdf | Łącznik krzywkowy serii GN, wielopozycyjny 1-2-3-4, 3 pola, 200A, do montażu wewnątrz szafy z czarnym pokrętłem i tabliczką 132x132mm | http://datasheet.lovatoelectric.com/Rotary_cam_switches/POL/GN20094O.pdf | Rotary cam switch GN series, multi-step 1-2-3-4, 3 poles 200A, for rear mounting with black handle, front plate 132X132mm | http://datasheet.lovatoelectric.com/Rotary_cam_switches/RON/GN20094O.pdf
GN20094U |  |  | Rotary cam switch GN series, multi-step 1-2-3-4, 3 poles 200A, for front mounting with black handle, front plate 132X132mm | http://datasheet.lovatoelectric.com/Rotary_cam_switches/ENG/GN20094U.pdf | Commutatore a camme serie GN, multivia 1-2-3-4 3 poli da 200A in esecuzione per montaggio frontale con maniglia nera, mostrina 132X132mm | http://datasheet.lovatoelectric.com/Rotary_cam_switches/ITA/GN20094U.pdf | Łącznik krzywkowy serii GN, wielopozycyjny 1-2-3-4, 3 pola, 200A, do montażu tablicowego, z czarnym pokrętłem i tabliczką 132x132mm | http://datasheet.lovatoelectric.com/Rotary_cam_switches/POL/GN20094U.pdf | Rotary cam switch GN series, multi-step 1-2-3-4, 3 poles 200A, for front mounting with black handle, front plate 132X132mm | http://datasheet.lovatoelectric.com/Rotary_cam_switches/RON/GN20094U.pdf
GN31503L |  |  | Enclosed rotary cam switch GN series, ON-OFF switch 3 poles 315A in metal enclosure 250X316mm with black handle | http://datasheet.lovatoelectric.com/Rotary_cam_switches/ENG/GN31503L.pdf | Commutatore a camme serie GN, interruttore 3 poli da 315A in cassetta metallica 250X316mm con maniglia nera | http://datasheet.lovatoelectric.com/Rotary_cam_switches/ITA/GN31503L.pdf | Łącznik krzywkowy serii GN, rozłącznik, 3 pola, 315A, w metalowej obudowie 250x316mm i czarnym pokrętłem | http://datasheet.lovatoelectric.com/Rotary_cam_switches/POL/GN31503L.pdf | Enclosed rotary cam switch GN series, ON-OFF switch 3 poles 315A in metal enclosure 250X316mm with black handle | http://datasheet.lovatoelectric.com/Rotary_cam_switches/RON/GN31503L.pdf
GN31503O | GN31510O.jpg | http://datasheet.lovatoelectric.com/Rotary_cam_switches/products_images/GN31510O.jpg | Rotary cam switch GN series, ON-OFF spring return switch 3 poles 315A, for rear mounting with black handle, front plate 132X132mm | http://datasheet.lovatoelectric.com/Rotary_cam_switches/ENG/GN31503O.pdf | Commutatore a camme serie GN, interruttore con ritorno a molla 3 poli da 315A in esecuzione per montaggio a fondo quadro con maniglia nera, mostrina 132X132mm | http://datasheet.lovatoelectric.com/Rotary_cam_switches/ITA/GN31503O.pdf | Łącznik krzywkowy serii GN, rozłącznik z powrotem do pozycji 0, 3 pola, 315A, do montażu wewnątrz szafy z czarnym pokrętłem i tabliczką 132x132mm | http://datasheet.lovatoelectric.com/Rotary_cam_switches/POL/GN31503O.pdf | Rotary cam switch GN series, ON-OFF spring return switch 3 poles 315A, for rear mounting with black handle, front plate 132X132mm | http://datasheet.lovatoelectric.com/Rotary_cam_switches/RON/GN31503O.pdf
GN31503U | GN31510U.jpg | http://datasheet.lovatoelectric.com/Rotary_cam_switches/products_images/GN31510U.jpg | Rotary cam switch GN series, ON-OFF spring return switch 3 poles 315A, for front mounting with black handle, front plate 132X132mm | http://datasheet.lovatoelectric.com/Rotary_cam_switches/ENG/GN31503U.pdf | Commutatore a camme serie GN, interruttore con ritorno a molla 3 poli da 315A in esecuzione per montaggio frontale con maniglia nera, mostrina 132X132mm | http://datasheet.lovatoelectric.com/Rotary_cam_switches/ITA/GN31503U.pdf | Łącznik krzywkowy serii GN, rozłącznik z powrotem do pozycji 0, 3 pola, 315A, do montażu tablicowego, z czarnym pokrętłem i tabliczką 132x132mm | http://datasheet.lovatoelectric.com/Rotary_cam_switches/POL/GN31503U.pdf | Rotary cam switch GN series, ON-OFF spring return switch 3 poles 315A, for front mounting with black handle, front plate 132X132mm | http://datasheet.lovatoelectric.com/Rotary_cam_switches/RON/GN31503U.pdf
GN31507L |  |  | Enclosed rotary cam switch GN series, ON-OFF switch 3 poles 315A in metal enclosure 250X316mm with black handle | http://datasheet.lovatoelectric.com/Rotary_cam_switches/ENG/GN31507L.pdf | Commutatore a camme serie GN, interruttore 3 poli da 315A in cassetta metallica 250X316mm con maniglia nera | http://datasheet.lovatoelectric.com/Rotary_cam_switches/ITA/GN31507L.pdf | Łącznik krzywkowy serii GN, rozłącznik, 3 pola, 315A, w metalowej obudowie 250x316mm i czarnym pokrętłem | http://datasheet.lovatoelectric.com/Rotary_cam_switches/POL/GN31507L.pdf | Enclosed rotary cam switch GN series, ON-OFF switch 3 poles 315A in metal enclosure 250X316mm with black handle | http://datasheet.lovatoelectric.com/Rotary_cam_switches/RON/GN31507L.pdf
GN31507O |  |  | Rotary cam switch GN series, ON-OFF switch 3 poles 315A, for rear mounting with black handle, front plate 132X132mm | http://datasheet.lovatoelectric.com/Rotary_cam_switches/ENG/GN31507O.pdf | Commutatore a camme serie GN, interruttore 3 poli da 315A in esecuzione per montaggio a fondo quadro con maniglia nera, mostrina 132X132mm | http://datasheet.lovatoelectric.com/Rotary_cam_switches/ITA/GN31507O.pdf | Łącznik krzywkowy serii GN, rozłącznik, 3 pola, 315A, do montażu wewnątrz szafy z czarnym pokrętłem i tabliczką 132x132mm | http://datasheet.lovatoelectric.com/Rotary_cam_switches/POL/GN31507O.pdf | Rotary cam switch GN series, ON-OFF switch 3 poles 315A, for rear mounting with black handle, front plate 132X132mm | http://datasheet.lovatoelectric.com/Rotary_cam_switches/RON/GN31507O.pdf
GN31507U |  |  | Rotary cam switch GN series, ON-OFF switch 3 poles 315A, for front mounting with black handle, front plate 132X132mm | http://datasheet.lovatoelectric.com/Rotary_cam_switches/ENG/GN31507U.pdf | Commutatore a camme serie GN, interruttore 3 poli da 315A in esecuzione per montaggio frontale con maniglia nera, mostrina 132X132mm | http://datasheet.lovatoelectric.com/Rotary_cam_switches/ITA/GN31507U.pdf | Łącznik krzywkowy serii GN, rozłącznik, 3 pola, 315A, do montażu tablicowego, z czarnym pokrętłem i tabliczką 132x132mm | http://datasheet.lovatoelectric.com/Rotary_cam_switches/POL/GN31507U.pdf | Rotary cam switch GN series, ON-OFF switch 3 poles 315A, for front mounting with black handle, front plate 132X132mm | http://datasheet.lovatoelectric.com/Rotary_cam_switches/RON/GN31507U.pdf
GN31508L |  |  | Enclosed rotary cam switch GN series, ON-OFF switch 4 poles 315A in metal enclosure 250X316mm with black handle | http://datasheet.lovatoelectric.com/Rotary_cam_switches/ENG/GN31508L.pdf | Commutatore a camme serie GN, interruttore 4 poli da 315A in cassetta metallica 250X316mm con maniglia nera | http://datasheet.lovatoelectric.com/Rotary_cam_switches/ITA/GN31508L.pdf | Łącznik krzywkowy serii GN, rozłącznik, 4 pola, 315A, w metalowej obudowie 250x316mm i czarnym pokrętłem | http://datasheet.lovatoelectric.com/Rotary_cam_switches/POL/GN31508L.pdf | Enclosed rotary cam switch GN series, ON-OFF switch 4 poles 315A in metal enclosure 250X316mm with black handle | http://datasheet.lovatoelectric.com/Rotary_cam_switches/RON/GN31508L.pdf
GN31508O |  |  | Rotary cam switch GN series, ON-OFF switch 4 poles 315A, for rear mounting with black handle, front plate 132X132mm | http://datasheet.lovatoelectric.com/Rotary_cam_switches/ENG/GN31508O.pdf | Commutatore a camme serie GN, interruttore 4 poli da 315A in esecuzione per montaggio a fondo quadro con maniglia nera, mostrina 132X132mm | http://datasheet.lovatoelectric.com/Rotary_cam_switches/ITA/GN31508O.pdf | Łącznik krzywkowy serii GN, rozłącznik, 4 pola, 315A, do montażu wewnątrz szafy z czarnym pokrętłem i tabliczką 132x132mm | http://datasheet.lovatoelectric.com/Rotary_cam_switches/POL/GN31508O.pdf | Rotary cam switch GN series, ON-OFF switch 4 poles 315A, for rear mounting with black handle, front plate 132X132mm | http://datasheet.lovatoelectric.com/Rotary_cam_switches/RON/GN31508O.pdf
GN31508U |  |  | Rotary cam switch GN series, ON-OFF switch 4 poles 315A, for front mounting with black handle, front plate 132X132mm | http://datasheet.lovatoelectric.com/Rotary_cam_switches/ENG/GN31508U.pdf | Commutatore a camme serie GN, interruttore 4 poli da 315A in esecuzione per montaggio frontale con maniglia nera, mostrina 132X132mm | http://datasheet.lovatoelectric.com/Rotary_cam_switches/ITA/GN31508U.pdf | Łącznik krzywkowy serii GN, rozłącznik, 4 pola, 315A, do montażu tablicowego, z czarnym pokrętłem i tabliczką 132x132mm | http://datasheet.lovatoelectric.com/Rotary_cam_switches/POL/GN31508U.pdf | Rotary cam switch GN series, ON-OFF switch 4 poles 315A, for front mounting with black handle, front plate 132X132mm | http://datasheet.lovatoelectric.com/Rotary_cam_switches/RON/GN31508U.pdf
GN315107L |  |  | Enclosed rotary cam switch GN series, multi-step 0-1-2, 1 pole 315A in metal enclosure 250X316mm with black handle | http://datasheet.lovatoelectric.com/Rotary_cam_switches/ENG/GN315107L.pdf | Commutatore a camme serie GN, multivia 0-1-2 1 polo da 315A in cassetta metallica 250X316mm con maniglia nera | http://datasheet.lovatoelectric.com/Rotary_cam_switches/ITA/GN315107L.pdf | Łącznik krzywkowy serii GN, wielopozycyjny 0-1-2, 1 pole, 315A, w metalowej obudowie 250x316mm i czarnym pokrętłem | http://datasheet.lovatoelectric.com/Rotary_cam_switches/POL/GN315107L.pdf | Enclosed rotary cam switch GN series, multi-step 0-1-2, 1 pole 315A in metal enclosure 250X316mm with black handle | http://datasheet.lovatoelectric.com/Rotary_cam_switches/RON/GN315107L.pdf
GN315107O |  |  | Rotary cam switch GN series, multi-step 0-1-2, 1 pole 315A, for rear mounting with black handle, front plate 132X132mm | http://datasheet.lovatoelectric.com/Rotary_cam_switches/ENG/GN315107O.pdf | Commutatore a camme serie GN, multivia 0-1-2 1 polo da 315A in esecuzione per montaggio a fondo quadro con maniglia nera, mostrina 132X132mm | http://datasheet.lovatoelectric.com/Rotary_cam_switches/ITA/GN315107O.pdf | Łącznik krzywkowy serii GN, wielopozycyjny 0-1-2, 1 pole, 315A, do montażu wewnątrz szafy z czarnym pokrętłem i tabliczką 132x132mm | http://datasheet.lovatoelectric.com/Rotary_cam_switches/POL/GN315107O.pdf | Rotary cam switch GN series, multi-step 0-1-2, 1 pole 315A, for rear mounting with black handle, front plate 132X132mm | http://datasheet.lovatoelectric.com/Rotary_cam_switches/RON/GN315107O.pdf
GN315107U |  |  | Rotary cam switch GN series, multi-step 0-1-2, 1 pole 315A, for front mounting with black handle, front plate 132X132mm | http://datasheet.lovatoelectric.com/Rotary_cam_switches/ENG/GN315107U.pdf | Commutatore a camme serie GN, multivia 0-1-2 1 polo da 315A in esecuzione per montaggio frontale con maniglia nera, mostrina 132X132mm | http://datasheet.lovatoelectric.com/Rotary_cam_switches/ITA/GN315107U.pdf | Łącznik krzywkowy serii GN, wielopozycyjny 0-1-2, 1 pole, 315A, do montażu tablicowego, z czarnym pokrętłem i tabliczką 132x132mm | http://datasheet.lovatoelectric.com/Rotary_cam_switches/POL/GN315107U.pdf | Rotary cam switch GN series, multi-step 0-1-2, 1 pole 315A, for front mounting with black handle, front plate 132X132mm | http://datasheet.lovatoelectric.com/Rotary_cam_switches/RON/GN315107U.pdf
GN315108L |  |  | Enclosed rotary cam switch GN series, multi-step 0-1-2-3, 1 pole 315A in metal enclosure 250X316mm with black handle | http://datasheet.lovatoelectric.com/Rotary_cam_switches/ENG/GN315108L.pdf | Commutatore a camme serie GN, multivia 0-1-2-3 1 polo da 315A in cassetta metallica 250X316mm con maniglia nera | http://datasheet.lovatoelectric.com/Rotary_cam_switches/ITA/GN315108L.pdf | Łącznik krzywkowy serii GN, wielopozycyjny 0-1-2-3, 1 pole, 315A, w metalowej obudowie 250x316mm i czarnym pokrętłem | http://datasheet.lovatoelectric.com/Rotary_cam_switches/POL/GN315108L.pdf | Enclosed rotary cam switch GN series, multi-step 0-1-2-3, 1 pole 315A in metal enclosure 250X316mm with black handle | http://datasheet.lovatoelectric.com/Rotary_cam_switches/RON/GN315108L.pdf
GN315108O |  |  | Rotary cam switch GN series, multi-step 0-1-2-3, 1 pole 315A, for rear mounting with black handle, front plate 132X132mm | http://datasheet.lovatoelectric.com/Rotary_cam_switches/ENG/GN315108O.pdf | Commutatore a camme serie GN, multivia 0-1-2-3 1 polo da 315A in esecuzione per montaggio a fondo quadro con maniglia nera, mostrina 132X132mm | http://datasheet.lovatoelectric.com/Rotary_cam_switches/ITA/GN315108O.pdf | Łącznik krzywkowy serii GN, wielopozycyjny 0-1-2-3, 1 pole, 315A, do montażu wewnątrz szafy z czarnym pokrętłem i tabliczką 132x132mm | http://datasheet.lovatoelectric.com/Rotary_cam_switches/POL/GN315108O.pdf | Rotary cam switch GN series, multi-step 0-1-2-3, 1 pole 315A, for rear mounting with black handle, front plate 132X132mm | http://datasheet.lovatoelectric.com/Rotary_cam_switches/RON/GN315108O.pdf
GN315108U |  |  | Rotary cam switch GN series, multi-step 0-1-2-3, 2 poles 315A, for front mounting with black handle, front plate 132X132mm | http://datasheet.lovatoelectric.com/Rotary_cam_switches/ENG/GN315108U.pdf | Commutatore a camme serie GF, multivia 0-1-2-3 1 POLO poli da 315A in esecuzione per montaggio frontale con maniglia nera, mostrina 132X132mm | http://datasheet.lovatoelectric.com/Rotary_cam_switches/ITA/GN315108U.pdf | Łącznik krzywkowy serii GN, wielopozycyjny 0-1-2-3, 2 pola, 315A, do montażu tablicowego, z czarnym pokrętłem i tabliczką 132x132mm | http://datasheet.lovatoelectric.com/Rotary_cam_switches/POL/GN315108U.pdf | Rotary cam switch GN series, multi-step 0-1-2-3, 2 poles 315A, for front mounting with black handle, front plate 132X132mm | http://datasheet.lovatoelectric.com/Rotary_cam_switches/RON/GN315108U.pdf
GN315109L |  |  | Enclosed rotary cam switch GN series, multi-step 0-1-2-3-4, 1 pole 315A in metal enclosure 250X316mm with black handle | http://datasheet.lovatoelectric.com/Rotary_cam_switches/ENG/GN315109L.pdf | Commutatore a camme serie GN, multivia 0-1-2-3-4 1 polo da 315A in cassetta metallica 250X316mm con maniglia nera | http://datasheet.lovatoelectric.com/Rotary_cam_switches/ITA/GN315109L.pdf | Łącznik krzywkowy serii GN, wielopozycyjny 0-1-2-3-4, 1 pole, 315A, w metalowej obudowie 250x316mm i czarnym pokrętłem | http://datasheet.lovatoelectric.com/Rotary_cam_switches/POL/GN315109L.pdf | Enclosed rotary cam switch GN series, multi-step 0-1-2-3-4, 1 pole 315A in metal enclosure 250X316mm with black handle | http://datasheet.lovatoelectric.com/Rotary_cam_switches/RON/GN315109L.pdf
GN315109O |  |  | Rotary cam switch GN series, multi-step 0-1-2-3-4, 1 pole 315A, for rear mounting with black handle, front plate 132X132mm | http://datasheet.lovatoelectric.com/Rotary_cam_switches/ENG/GN315109O.pdf | Commutatore a camme serie GN, multivia 0-1-2-3-4 1 polo da 315A in esecuzione per montaggio a fondo quadro con maniglia nera, mostrina 132X132mm | http://datasheet.lovatoelectric.com/Rotary_cam_switches/ITA/GN315109O.pdf | Łącznik krzywkowy serii GN, wielopozycyjny 0-1-2-3-4, 1 pole, 315A, do montażu wewnątrz szafy z czarnym pokrętłem i tabliczką 132x132mm | http://datasheet.lovatoelectric.com/Rotary_cam_switches/POL/GN315109O.pdf | Rotary cam switch GN series, multi-step 0-1-2-3-4, 1 pole 315A, for rear mounting with black handle, front plate 132X132mm | http://datasheet.lovatoelectric.com/Rotary_cam_switches/RON/GN315109O.pdf
GN315109U |  |  | Rotary cam switch GN series, multi-step 0-1-2-3-4, 1 pole 315A, for front mounting with black handle, front plate 132X132mm | http://datasheet.lovatoelectric.com/Rotary_cam_switches/ENG/GN315109U.pdf | Commutatore a camme serie GN, multivia 0-1-2-3-4 1 polo da 315A in esecuzione per montaggio frontale con maniglia nera, mostrina 132X132mm | http://datasheet.lovatoelectric.com/Rotary_cam_switches/ITA/GN315109U.pdf | Łącznik krzywkowy serii GN, wielopozycyjny 0-1-2-3-4, 1 pole, 315A, do montażu tablicowego, z czarnym pokrętłem i tabliczką 132x132mm | http://datasheet.lovatoelectric.com/Rotary_cam_switches/POL/GN315109U.pdf | Rotary cam switch GN series, multi-step 0-1-2-3-4, 1 pole 315A, for front mounting with black handle, front plate 132X132mm | http://datasheet.lovatoelectric.com/Rotary_cam_switches/RON/GN315109U.pdf
GN31510L |  |  | Enclosed rotary cam switch GN series, ON-OFF switch 3 poles 315A in metal enclosure 250X316mm with black handle | http://datasheet.lovatoelectric.com/Rotary_cam_switches/ENG/GN31510L.pdf | Commutatore a camme serie GN, interruttore 3 poli da 315A in cassetta metallica 250X316mm con maniglia nera | http://datasheet.lovatoelectric.com/Rotary_cam_switches/ITA/GN31510L.pdf | Łącznik krzywkowy serii GN, rozłącznik, 3 pola, 315A, w metalowej obudowie 250x316mm i czarnym pokrętłem | http://datasheet.lovatoelectric.com/Rotary_cam_switches/POL/GN31510L.pdf | Enclosed rotary cam switch GN series, ON-OFF switch 3 poles 315A in metal enclosure 250X316mm with black handle | http://datasheet.lovatoelectric.com/Rotary_cam_switches/RON/GN31510L.pdf
GN31510O | GN31510O.jpg | http://datasheet.lovatoelectric.com/Rotary_cam_switches/products_images/GN31510O.jpg | Rotary cam switch GN series, ON-OFF switch 3 poles 315A, for rear mounting with black handle, front plate 132X132mm | http://datasheet.lovatoelectric.com/Rotary_cam_switches/ENG/GN31510O.pdf | Commutatore a camme serie GN, interruttore 3 poli da 315A in esecuzione per montaggio a fondo quadro con maniglia nera, mostrina 132X132mm | http://datasheet.lovatoelectric.com/Rotary_cam_switches/ITA/GN31510O.pdf | Łącznik krzywkowy serii GN, rozłącznik, 3 pola, 315A, do montażu wewnątrz szafy z czarnym pokrętłem i tabliczką 132x132mm | http://datasheet.lovatoelectric.com/Rotary_cam_switches/POL/GN31510O.pdf | Rotary cam switch GN series, ON-OFF switch 3 poles 315A, for rear mounting with black handle, front plate 132X132mm | http://datasheet.lovatoelectric.com/Rotary_cam_switches/RON/GN31510O.pdf
GN31510U | GN31510U.jpg | http://datasheet.lovatoelectric.com/Rotary_cam_switches/products_images/GN31510U.jpg | Rotary cam switch GN series, ON-OFF switch 3 poles 315A, for front mounting with black handle, front plate 132X132mm | http://datasheet.lovatoelectric.com/Rotary_cam_switches/ENG/GN31510U.pdf | Commutatore a camme serie GN, interruttore 3 poli da 315A in esecuzione per montaggio frontale con maniglia nera, mostrina 132X132mm | http://datasheet.lovatoelectric.com/Rotary_cam_switches/ITA/GN31510U.pdf | Łącznik krzywkowy serii GN, rozłącznik, 3 pola, 315A, do montażu tablicowego, z czarnym pokrętłem i tabliczką 132x132mm | http://datasheet.lovatoelectric.com/Rotary_cam_switches/POL/GN31510U.pdf | Rotary cam switch GN series, ON-OFF switch 3 poles 315A, for front mounting with black handle, front plate 132X132mm | http://datasheet.lovatoelectric.com/Rotary_cam_switches/RON/GN31510U.pdf
GN315110L |  |  | Enclosed rotary cam switch GN series, multi-step 0-1-2-3-4-5, 1 pole 315A in metal enclosure 250X316mm with black handle | http://datasheet.lovatoelectric.com/Rotary_cam_switches/ENG/GN315110L.pdf | Commutatore a camme serie GN, multivia 0-1-2-3-4-5 1 polo da 315A in cassetta metallica 250X316mm con maniglia nera | http://datasheet.lovatoelectric.com/Rotary_cam_switches/ITA/GN315110L.pdf | Łącznik krzywkowy serii GN, wielopozycyjny 0-1-2-3-4-5, 1 pole, 315A, w metalowej obudowie 250x316mm i czarnym pokrętłem | http://datasheet.lovatoelectric.com/Rotary_cam_switches/POL/GN315110L.pdf | Enclosed rotary cam switch GN series, multi-step 0-1-2-3-4-5, 1 pole 315A in metal enclosure 250X316mm with black handle | http://datasheet.lovatoelectric.com/Rotary_cam_switches/RON/GN315110L.pdf
GN315110O |  |  | Rotary cam switch GN series, multi-step 0-1-2-3-4-5, 1 pole 315A, for rear mounting with black handle, front plate 132X132mm | http://datasheet.lovatoelectric.com/Rotary_cam_switches/ENG/GN315110O.pdf | Commutatore a camme serie GN, multivia 0-1-2-3-4-5 1 polo da 315A in esecuzione per montaggio a fondo quadro con maniglia nera, mostrina 132X132mm | http://datasheet.lovatoelectric.com/Rotary_cam_switches/ITA/GN315110O.pdf | Łącznik krzywkowy serii GN, wielopozycyjny 0-1-2-3-4-5, 1 pole, 315A, do montażu wewnątrz szafy z czarnym pokrętłem i tabliczką 132x132mm | http://datasheet.lovatoelectric.com/Rotary_cam_switches/POL/GN315110O.pdf | Rotary cam switch GN series, multi-step 0-1-2-3-4-5, 1 pole 315A, for rear mounting with black handle, front plate 132X132mm | http://datasheet.lovatoelectric.com/Rotary_cam_switches/RON/GN315110O.pdf
GN315110U |  |  | Rotary cam switch GN series, multi-step 0-1-2-3-4-5, 1 pole 315A, for front mounting with black handle, front plate 132X132mm | http://datasheet.lovatoelectric.com/Rotary_cam_switches/ENG/GN315110U.pdf | Commutatore a camme serie GN, multivia 0-1-2-3-4-5 1 polo da 315A in esecuzione per montaggio frontale con maniglia nera, mostrina 132X132mm | http://datasheet.lovatoelectric.com/Rotary_cam_switches/ITA/GN315110U.pdf | Łącznik krzywkowy serii GN, wielopozycyjny 0-1-2-3-4-5, 1 pole, 315A, do montażu tablicowego, z czarnym pokrętłem i tabliczką 132x132mm | http://datasheet.lovatoelectric.com/Rotary_cam_switches/POL/GN315110U.pdf | Rotary cam switch GN series, multi-step 0-1-2-3-4-5, 1 pole 315A, for front mounting with black handle, front plate 132X132mm | http://datasheet.lovatoelectric.com/Rotary_cam_switches/RON/GN315110U.pdf
GN31511L |  |  | Enclosed rotary cam switch GN series, 3-phase motor reversing switch 315A in metal enclosure 250X316mm with black handle | http://datasheet.lovatoelectric.com/Rotary_cam_switches/ENG/GN31511L.pdf | Commutatore a camme serie GN, invertitore di marcia trifase da 315A in cassetta metallica 250X316mm con maniglia nera | http://datasheet.lovatoelectric.com/Rotary_cam_switches/ITA/GN31511L.pdf | Łącznik krzywkowy serii GN, przełącznik zmiany kierunku obrotów silnika 3 fazowego, 315A, w metalowej obudowie 250x316mm i czarnym pokrętłem | http://datasheet.lovatoelectric.com/Rotary_cam_switches/POL/GN31511L.pdf | Enclosed rotary cam switch GN series, 3-phase motor reversing switch 315A in metal enclosure 250X316mm with black handle | http://datasheet.lovatoelectric.com/Rotary_cam_switches/RON/GN31511L.pdf
GN31511O |  |  | Rotary cam switch GN series, 3-phase motor reversing switch 315A, for rear mounting with black handle, front plate 132X132mm | http://datasheet.lovatoelectric.com/Rotary_cam_switches/ENG/GN31511O.pdf | Commutatore a camme serie GN, invertitore di marcia trifase da 315A in esecuzione per montaggio a fondo quadro con maniglia nera, mostrina 132X132mm | http://datasheet.lovatoelectric.com/Rotary_cam_switches/ITA/GN31511O.pdf | Łącznik krzywkowy serii GN, przełącznik zmiany kierunku obrotów silnika 3 fazowego, 315A, do montażu wewnątrz szafy z czarnym pokrętłem i tabliczką 132x132mm | http://datasheet.lovatoelectric.com/Rotary_cam_switches/POL/GN31511O.pdf | Rotary cam switch GN series, 3-phase motor reversing switch 315A, for rear mounting with black handle, front plate 132X132mm | http://datasheet.lovatoelectric.com/Rotary_cam_switches/RON/GN31511O.pdf
GN31511U |  |  | Rotary cam switch GN series, 3-phase motor reversing switch 315A, for front mounting with black handle, front plate 132X132mm | http://datasheet.lovatoelectric.com/Rotary_cam_switches/ENG/GN31511U.pdf | Commutatore a camme serie GN, invertitore di marcia trifase da 315A in esecuzione per montaggio frontale con maniglia nera, mostrina 132X132mm | http://datasheet.lovatoelectric.com/Rotary_cam_switches/ITA/GN31511U.pdf | Łącznik krzywkowy serii GN, przełącznik zmiany kierunku obrotów silnika 3 fazowego, 315A, do montażu tablicowego, z czarnym pokrętłem i tabliczką 132x132mm | http://datasheet.lovatoelectric.com/Rotary_cam_switches/POL/GN31511U.pdf | Rotary cam switch GN series, 3-phase motor reversing switch 315A, for front mounting with black handle, front plate 132X132mm | http://datasheet.lovatoelectric.com/Rotary_cam_switches/RON/GN31511U.pdf
GN315123L |  |  | Enclosed rotary cam switch GN series, multi-step 0-1-2, 2 poles 315A in metal enclosure 250X316mm with black handle | http://datasheet.lovatoelectric.com/Rotary_cam_switches/ENG/GN315123L.pdf | Commutatore a camme serie GN, multivia 0-1-2 2 poli da 315A in cassetta metallica 250X316mm con maniglia nera | http://datasheet.lovatoelectric.com/Rotary_cam_switches/ITA/GN315123L.pdf | Łącznik krzywkowy serii GN, wielopozycyjny 0-1-2, 2 pola, 315A, w metalowej obudowie 250x316mm i czarnym pokrętłem | http://datasheet.lovatoelectric.com/Rotary_cam_switches/POL/GN315123L.pdf | Enclosed rotary cam switch GN series, multi-step 0-1-2, 2 poles 315A in metal enclosure 250X316mm with black handle | http://datasheet.lovatoelectric.com/Rotary_cam_switches/RON/GN315123L.pdf
GN315123O |  |  | Rotary cam switch GN series, multi-step 0-1-2, 2 poles 315A, for rear mounting with black handle, front plate 132X132mm | http://datasheet.lovatoelectric.com/Rotary_cam_switches/ENG/GN315123O.pdf | Commutatore a camme serie GN, multivia 0-1-2 2 poli da 315A in esecuzione per montaggio a fondo quadro con maniglia nera, mostrina 132X132mm | http://datasheet.lovatoelectric.com/Rotary_cam_switches/ITA/GN315123O.pdf | Łącznik krzywkowy serii GN, wielopozycyjny 0-1-2, 2 pola, 315A, do montażu wewnątrz szafy z czarnym pokrętłem i tabliczką 132x132mm | http://datasheet.lovatoelectric.com/Rotary_cam_switches/POL/GN315123O.pdf | Rotary cam switch GN series, multi-step 0-1-2, 2 poles 315A, for rear mounting with black handle, front plate 132X132mm | http://datasheet.lovatoelectric.com/Rotary_cam_switches/RON/GN315123O.pdf
GN315123U |  |  | Rotary cam switch GN series, multi-step 0-1-2, 2 poles 315A, for front mounting with black handle, front plate 132X132mm | http://datasheet.lovatoelectric.com/Rotary_cam_switches/ENG/GN315123U.pdf | Commutatore a camme serie GN, multivia 0-1-2 2 poli da 315A in esecuzione per montaggio frontale con maniglia nera, mostrina 132X132mm | http://datasheet.lovatoelectric.com/Rotary_cam_switches/ITA/GN315123U.pdf | Łącznik krzywkowy serii GN, wielopozycyjny 0-1-2, 2 pola, 315A, do montażu tablicowego, z czarnym pokrętłem i tabliczką 132x132mm | http://datasheet.lovatoelectric.com/Rotary_cam_switches/POL/GN315123U.pdf | Rotary cam switch GN series, multi-step 0-1-2, 2 poles 315A, for front mounting with black handle, front plate 132X132mm | http://datasheet.lovatoelectric.com/Rotary_cam_switches/RON/GN315123U.pdf
GN315124L |  |  | Enclosed rotary cam switch GN series, multi-step 0-1-2-3, 2 poles 315A in metal enclosure 250X316mm with black handle | http://datasheet.lovatoelectric.com/Rotary_cam_switches/ENG/GN315124L.pdf | Commutatore a camme serie GN, multivia 0-1-2-3 2 poli da 315A in cassetta metallica 250X316mm con maniglia nera | http://datasheet.lovatoelectric.com/Rotary_cam_switches/ITA/GN315124L.pdf | Łącznik krzywkowy serii GN, wielopozycyjny 0-1-2-3, 2 pola, 315A, w metalowej obudowie 250x316mm i czarnym pokrętłem | http://datasheet.lovatoelectric.com/Rotary_cam_switches/POL/GN315124L.pdf | Enclosed rotary cam switch GN series, multi-step 0-1-2-3, 2 poles 315A in metal enclosure 250X316mm with black handle | http://datasheet.lovatoelectric.com/Rotary_cam_switches/RON/GN315124L.pdf
GN315124O |  |  | Rotary cam switch GN series, multi-step 0-1-2-3, 2 poles 315A, for rear mounting with black handle, front plate 132X132mm | http://datasheet.lovatoelectric.com/Rotary_cam_switches/ENG/GN315124O.pdf | Commutatore a camme serie GN, multivia 0-1-2-3 2 poli da 315A in esecuzione per montaggio a fondo quadro con maniglia nera, mostrina 132X132mm | http://datasheet.lovatoelectric.com/Rotary_cam_switches/ITA/GN315124O.pdf | Łącznik krzywkowy serii GN, wielopozycyjny 0-1-2-3, 2 pola, 315A, do montażu wewnątrz szafy z czarnym pokrętłem i tabliczką 132x132mm | http://datasheet.lovatoelectric.com/Rotary_cam_switches/POL/GN315124O.pdf | Rotary cam switch GN series, multi-step 0-1-2-3, 2 poles 315A, for rear mounting with black handle, front plate 132X132mm | http://datasheet.lovatoelectric.com/Rotary_cam_switches/RON/GN315124O.pdf
GN315124U |  |  | Rotary cam switch GN series, multi-step 0-1-2-3, 2 poles 315A, for front mounting with black handle, front plate 132X132mm | http://datasheet.lovatoelectric.com/Rotary_cam_switches/ENG/GN315124U.pdf | Commutatore a camme serie GN, multivia 0-1-2-3 2 poli da 315A in esecuzione per montaggio frontale con maniglia nera, mostrina 132X132mm | http://datasheet.lovatoelectric.com/Rotary_cam_switches/ITA/GN315124U.pdf | Łącznik krzywkowy serii GN, wielopozycyjny 0-1-2-3, 2 pola, 315A, do montażu tablicowego, z czarnym pokrętłem i tabliczką 132x132mm | http://datasheet.lovatoelectric.com/Rotary_cam_switches/POL/GN315124U.pdf | Rotary cam switch GN series, multi-step 0-1-2-3, 2 poles 315A, for front mounting with black handle, front plate 132X132mm | http://datasheet.lovatoelectric.com/Rotary_cam_switches/RON/GN315124U.pdf
GN31512L |  |  | Enclosed rotary cam switch GN series, star-delta motor starter switch 315A in metal enclosure 250X316mm with black handle | http://datasheet.lovatoelectric.com/Rotary_cam_switches/ENG/GN31512L.pdf | Commutatore a camme serie GN, avviatore stella-triangolo da 315A in cassetta metallica 250X316mm con maniglia nera | http://datasheet.lovatoelectric.com/Rotary_cam_switches/ITA/GN31512L.pdf | Łącznik krzywkowy serii GN, przełącznik gwiazda-trójkąt, 315A, w metalowej obudowie 250x316mm i czarnym pokrętłem | http://datasheet.lovatoelectric.com/Rotary_cam_switches/POL/GN31512L.pdf | Enclosed rotary cam switch GN series, star-delta motor starter switch 315A in metal enclosure 250X316mm with black handle | http://datasheet.lovatoelectric.com/Rotary_cam_switches/RON/GN31512L.pdf
GN31512O |  |  | Rotary cam switch GN series, star-delta motor starter switch 315A, for rear mounting with black handle, front plate 132X132mm | http://datasheet.lovatoelectric.com/Rotary_cam_switches/ENG/GN31512O.pdf | Commutatore a camme serie GN, avviatore stella-triangolo da 315A in esecuzione per montaggio a fondo quadro con maniglia nera, mostrina 132X132mm | http://datasheet.lovatoelectric.com/Rotary_cam_switches/ITA/GN31512O.pdf | Łącznik krzywkowy serii GN, przełącznik gwiazda-trójkąt, 315A, do montażu wewnątrz szafy z czarnym pokrętłem i tabliczką 132x132mm | http://datasheet.lovatoelectric.com/Rotary_cam_switches/POL/GN31512O.pdf | Rotary cam switch GN series, star-delta motor starter switch 315A, for rear mounting with black handle, front plate 132X132mm | http://datasheet.lovatoelectric.com/Rotary_cam_switches/RON/GN31512O.pdf
GN31512U |  |  | Rotary cam switch GN series, star-delta motor starter switch 315A, for front mounting with black handle, front plate 132X132mm | http://datasheet.lovatoelectric.com/Rotary_cam_switches/ENG/GN31512U.pdf | Commutatore a camme serie GF, avviatore stella-triangolo da 315A in esecuzione per montaggio frontale con maniglia nera, mostrina 132X132mm | http://datasheet.lovatoelectric.com/Rotary_cam_switches/ITA/GN31512U.pdf | Łącznik krzywkowy serii GN, przełącznik gwiazda-trójkąt, 315A, do montażu tablicowego, z czarnym pokrętłem i tabliczką 132x132mm | http://datasheet.lovatoelectric.com/Rotary_cam_switches/POL/GN31512U.pdf | Rotary cam switch GN series, star-delta motor starter switch 315A, for front mounting with black handle, front plate 132X132mm | http://datasheet.lovatoelectric.com/Rotary_cam_switches/RON/GN31512U.pdf
GN315135L |  |  | Enclosed rotary cam switch GN series, multi-step 0-1-2, 3 poles 315A in metal enclosure 250X316mm with black handle | http://datasheet.lovatoelectric.com/Rotary_cam_switches/ENG/GN315135L.pdf | Commutatore a camme serie GN, multivia 0-1-2 3 poli da 315A in cassetta metallica 250X316mm con maniglia nera | http://datasheet.lovatoelectric.com/Rotary_cam_switches/ITA/GN315135L.pdf | Łącznik krzywkowy serii GN, wielopozycyjny 0-1-2, 3 pola, 315A, w metalowej obudowie 250x316mm i czarnym pokrętłem | http://datasheet.lovatoelectric.com/Rotary_cam_switches/POL/GN315135L.pdf | Enclosed rotary cam switch GN series, multi-step 0-1-2, 3 poles 315A in metal enclosure 250X316mm with black handle | http://datasheet.lovatoelectric.com/Rotary_cam_switches/RON/GN315135L.pdf
GN315135O |  |  | Rotary cam switch GN series, multi-step 0-1-2, 3 poles 315A, for rear mounting with black handle, front plate 132X132mm | http://datasheet.lovatoelectric.com/Rotary_cam_switches/ENG/GN315135O.pdf | Commutatore a camme serie GN, multivia 0-1-2 3 poli da 315A in esecuzione per montaggio a fondo quadro con maniglia nera, mostrina 132X132mm | http://datasheet.lovatoelectric.com/Rotary_cam_switches/ITA/GN315135O.pdf | Łącznik krzywkowy serii GN, wielopozycyjny 0-1-2, 3 pola, 315A, do montażu wewnątrz szafy z czarnym pokrętłem i tabliczką 132x132mm | http://datasheet.lovatoelectric.com/Rotary_cam_switches/POL/GN315135O.pdf | Rotary cam switch GN series, multi-step 0-1-2, 3 poles 315A, for rear mounting with black handle, front plate 132X132mm | http://datasheet.lovatoelectric.com/Rotary_cam_switches/RON/GN315135O.pdf
GN315135U |  |  | Rotary cam switch GN series, multi-step 0-1-2, 3 poles 315A, for front mounting with black handle, front plate 132X132mm | http://datasheet.lovatoelectric.com/Rotary_cam_switches/ENG/GN315135U.pdf | Commutatore a camme serie GN, multivia 0-1-2 3 poli da 315A in esecuzione per montaggio frontale con maniglia nera, mostrina 132X132mm | http://datasheet.lovatoelectric.com/Rotary_cam_switches/ITA/GN315135U.pdf | Łącznik krzywkowy serii GN, wielopozycyjny 0-1-2, 3 pola, 315A, do montażu tablicowego, z czarnym pokrętłem i tabliczką 132x132mm | http://datasheet.lovatoelectric.com/Rotary_cam_switches/POL/GN315135U.pdf | Rotary cam switch GN series, multi-step 0-1-2, 3 poles 315A, for front mounting with black handle, front plate 132X132mm | http://datasheet.lovatoelectric.com/Rotary_cam_switches/RON/GN315135U.pdf
GN315136L |  |  | Enclosed rotary cam switch GN series, multi-step 0-1-2-3, 3 poles 315A in metal enclosure 250X316mm with black handle | http://datasheet.lovatoelectric.com/Rotary_cam_switches/ENG/GN315136L.pdf | Commutatore a camme serie GN, multivia 0-1-2-3 3 poli da 315A in cassetta metallica 250X316mm con maniglia nera | http://datasheet.lovatoelectric.com/Rotary_cam_switches/ITA/GN315136L.pdf | Łącznik krzywkowy serii GN, wielopozycyjny 0-1-2-3, 3 pola, 315A, w metalowej obudowie 250x316mm i czarnym pokrętłem | http://datasheet.lovatoelectric.com/Rotary_cam_switches/POL/GN315136L.pdf | Enclosed rotary cam switch GN series, multi-step 0-1-2-3, 3 poles 315A in metal enclosure 250X316mm with black handle | http://datasheet.lovatoelectric.com/Rotary_cam_switches/RON/GN315136L.pdf
GN315136O |  |  | Rotary cam switch GN series, multi-step 0-1-2-3, 3 poles 315A, for rear mounting with black handle, front plate 132X132mm | http://datasheet.lovatoelectric.com/Rotary_cam_switches/ENG/GN315136O.pdf | Commutatore a camme serie GN, multivia 0-1-2-3 3 poli da 315A in esecuzione per montaggio a fondo quadro con maniglia nera, mostrina 132X132mm | http://datasheet.lovatoelectric.com/Rotary_cam_switches/ITA/GN315136O.pdf | Łącznik krzywkowy serii GN, wielopozycyjny 0-1-2-3, 3 pola, 315A, do montażu wewnątrz szafy z czarnym pokrętłem i tabliczką 132x132mm | http://datasheet.lovatoelectric.com/Rotary_cam_switches/POL/GN315136O.pdf | Rotary cam switch GN series, multi-step 0-1-2-3, 3 poles 315A, for rear mounting with black handle, front plate 132X132mm | http://datasheet.lovatoelectric.com/Rotary_cam_switches/RON/GN315136O.pdf
GN315136U |  |  | Rotary cam switch GN series, multi-step 0-1-2-3, 3 poles 315A, for front mounting with black handle, front plate 132X132mm | http://datasheet.lovatoelectric.com/Rotary_cam_switches/ENG/GN315136U.pdf | Commutatore a camme serie GN, multivia 0-1-2-3 3 poli da 315A in esecuzione per montaggio frontale con maniglia nera, mostrina 132X132mm | http://datasheet.lovatoelectric.com/Rotary_cam_switches/ITA/GN315136U.pdf | Łącznik krzywkowy serii GN, wielopozycyjny 0-1-2-3, 3 pola, 315A, do montażu tablicowego, z czarnym pokrętłem i tabliczką 132x132mm | http://datasheet.lovatoelectric.com/Rotary_cam_switches/POL/GN315136U.pdf | Rotary cam switch GN series, multi-step 0-1-2-3, 3 poles 315A, for front mounting with black handle, front plate 132X132mm | http://datasheet.lovatoelectric.com/Rotary_cam_switches/RON/GN315136U.pdf
GN31513L |  |  | Enclosed rotary cam switch GN series, Dahlander motor control switch 1-0-2, 315A in metal enclosure 250X316mm with black handle | http://datasheet.lovatoelectric.com/Rotary_cam_switches/ENG/GN31513L.pdf | Commutatore a camme serie GN, avviatore per motori Dahlander 1-0-2 da 315A in cassetta metallica 250X316mm con maniglia nera | http://datasheet.lovatoelectric.com/Rotary_cam_switches/ITA/GN31513L.pdf | Łącznik krzywkowy serii GN, przełącznik silnika dwubiegunowego 1-0-2, układ Dahlandera, 315A, w metalowej obudowie 250x316mm i czarnym pokrętłem | http://datasheet.lovatoelectric.com/Rotary_cam_switches/POL/GN31513L.pdf | Enclosed rotary cam switch GN series, Dahlander motor control switch 1-0-2, 315A in metal enclosure 250X316mm with black handle | http://datasheet.lovatoelectric.com/Rotary_cam_switches/RON/GN31513L.pdf
GN31513O |  |  | Rotary cam switch GN series, Dahlander motor control switch 1-0-2, 315A, for rear mounting with black handle, front plate 132X132mm | http://datasheet.lovatoelectric.com/Rotary_cam_switches/ENG/GN31513O.pdf | Commutatore a camme serie GN, avviatore per motori Dahlander 1-0-2 da 315A in esecuzione per montaggio a fondo quadro con maniglia nera, mostrina 132X132mm | http://datasheet.lovatoelectric.com/Rotary_cam_switches/ITA/GN31513O.pdf | Łącznik krzywkowy serii GN, przełącznik silnika dwubiegunowego 1-0-2, układ Dahlandera, 315A, do montażu wewnątrz szafy z czarnym pokrętłem i tabliczką 132x132mm | http://datasheet.lovatoelectric.com/Rotary_cam_switches/POL/GN31513O.pdf | Rotary cam switch GN series, Dahlander motor control switch 1-0-2, 315A, for rear mounting with black handle, front plate 132X132mm | http://datasheet.lovatoelectric.com/Rotary_cam_switches/RON/GN31513O.pdf
GN31513U |  |  | Rotary cam switch GN series, Dahlander motor control switch 1-0-2, 315A, for front mounting with black handle, front plate 132X132mm | http://datasheet.lovatoelectric.com/Rotary_cam_switches/ENG/GN31513U.pdf | Commutatore a camme serie GN, avviatore per motori Dahlander 1-0-2 da 315A in esecuzione per montaggio frontale con maniglia nera, mostrina 132X132mm | http://datasheet.lovatoelectric.com/Rotary_cam_switches/ITA/GN31513U.pdf | Łącznik krzywkowy serii GN, przełącznik silnika dwubiegunowego 1-0-2, układ Dahlandera, 315A, do montażu tablicowego, z czarnym pokrętłem i tabliczką 132x132mm | http://datasheet.lovatoelectric.com/Rotary_cam_switches/POL/GN31513U.pdf | Rotary cam switch GN series, Dahlander motor control switch 1-0-2, 315A, for front mounting with black handle, front plate 132X132mm | http://datasheet.lovatoelectric.com/Rotary_cam_switches/RON/GN31513U.pdf
GN31519L |  |  | Enclosed rotary cam switch GN series, Dahlander motor control switch 0-1-2, 315A in metal enclosure 250X316mm with black handle | http://datasheet.lovatoelectric.com/Rotary_cam_switches/ENG/GN31519L.pdf | Commutatore a camme serie GN, avviatore per motori Dahlander 0-1-2 da 315A in cassetta metallica 250X316mm con maniglia nera | http://datasheet.lovatoelectric.com/Rotary_cam_switches/ITA/GN31519L.pdf | Łącznik krzywkowy serii GN, przełącznik silnika dwubiegunowego 0-1-2, układ Dahlandera, 315A, w metalowej obudowie 250x316mm i czarnym pokrętłem | http://datasheet.lovatoelectric.com/Rotary_cam_switches/POL/GN31519L.pdf | Enclosed rotary cam switch GN series, Dahlander motor control switch 0-1-2, 315A in metal enclosure 250X316mm with black handle | http://datasheet.lovatoelectric.com/Rotary_cam_switches/RON/GN31519L.pdf
GN31519O |  |  | Rotary cam switch GN series, Dahlander motor control switch 0-1-2, 315A, for rear mounting with black handle, front plate 132X132mm | http://datasheet.lovatoelectric.com/Rotary_cam_switches/ENG/GN31519O.pdf | Commutatore a camme serie GN, avviatore per motori Dahlander 0-1-2 da 315A in esecuzione per montaggio a fondo quadro con maniglia nera, mostrina 132X132mm | http://datasheet.lovatoelectric.com/Rotary_cam_switches/ITA/GN31519O.pdf | Łącznik krzywkowy serii GN, przełącznik silnika dwubiegunowego 0-1-2, układ Dahlandera, 315A, do montażu wewnątrz szafy z czarnym pokrętłem i tabliczką 132x132mm | http://datasheet.lovatoelectric.com/Rotary_cam_switches/POL/GN31519O.pdf | Rotary cam switch GN series, Dahlander motor control switch 0-1-2, 315A, for rear mounting with black handle, front plate 132X132mm | http://datasheet.lovatoelectric.com/Rotary_cam_switches/RON/GN31519O.pdf
GN31519U |  |  | Rotary cam switch GN series, Dahlander motor control switch 0-1-2, 315A, for front mounting with black handle, front plate 132X132mm | http://datasheet.lovatoelectric.com/Rotary_cam_switches/ENG/GN31519U.pdf | Commutatore a camme serie GN, avviatore per motori Dahlander 0-1-2 da 315A in esecuzione per montaggio frontale con maniglia nera, mostrina 132X132mm | http://datasheet.lovatoelectric.com/Rotary_cam_switches/ITA/GN31519U.pdf | Łącznik krzywkowy serii GN, przełącznik silnika dwubiegunowego 0-1-2, układ Dahlandera, 315A, do montażu tablicowego, z czarnym pokrętłem i tabliczką 132x132mm | http://datasheet.lovatoelectric.com/Rotary_cam_switches/POL/GN31519U.pdf | Rotary cam switch GN series, Dahlander motor control switch 0-1-2, 315A, for front mounting with black handle, front plate 132X132mm | http://datasheet.lovatoelectric.com/Rotary_cam_switches/RON/GN31519U.pdf
GN31520L |  |  | Enclosed rotary cam switch GN series, Dahlander motor 2-speed reversing switch, 315A in metal enclosure 250X316mm with black handle | http://datasheet.lovatoelectric.com/Rotary_cam_switches/ENG/GN31520L.pdf | Commutatore a camme serie GN, invertitoredi marcia a 2 velocita' per motori Dahlander da 315A in cassetta metallica 250X316mm con maniglia nera | http://datasheet.lovatoelectric.com/Rotary_cam_switches/ITA/GN31520L.pdf | Łącznik krzywkowy serii GN, przełącznik zmiany kirunku obrotów silnika dwubiegunowego, układ Dahlandera, 315A, w metalowej obudowie 250x316mm i czarnym pokrętłem | http://datasheet.lovatoelectric.com/Rotary_cam_switches/POL/GN31520L.pdf | Enclosed rotary cam switch GN series, Dahlander motor 2-speed reversing switch, 315A in metal enclosure 250X316mm with black handle | http://datasheet.lovatoelectric.com/Rotary_cam_switches/RON/GN31520L.pdf
GN31520O |  |  | Rotary cam switch GN series, Dahlander motor 2-speed reversing switch, 315A, for rear mounting with black handle, front plate 132X132mm | http://datasheet.lovatoelectric.com/Rotary_cam_switches/ENG/GN31520O.pdf | Commutatore a camme serie GN, invertitore di marcia a 2 velocita' per motori Dahlander da 315A in esecuzione per montaggio a fondo quadro con maniglia nera, mostrina 132X132mm | http://datasheet.lovatoelectric.com/Rotary_cam_switches/ITA/GN31520O.pdf | Łącznik krzywkowy serii GN, przełącznik zmiany kirunku obrotów silnika dwubiegunowego, układ Dahlandera, 315A, do montażu wewnątrz szafy z czarnym pokrętłem i tabliczką 132x132mm | http://datasheet.lovatoelectric.com/Rotary_cam_switches/POL/GN31520O.pdf | Rotary cam switch GN series, Dahlander motor 2-speed reversing switch, 315A, for rear mounting with black handle, front plate 132X132mm | http://datasheet.lovatoelectric.com/Rotary_cam_switches/RON/GN31520O.pdf
GN31520U |  |  | Rotary cam switch GN series, Dahlander motor 2-speed reversing switch, 315A, for front mounting with black handle, front plate 132X132mm | http://datasheet.lovatoelectric.com/Rotary_cam_switches/ENG/GN31520U.pdf | Commutatore a camme serie GN, invertitore di marcia a 2 velocita' per motori Dahlander da 315A in esecuzione per montaggio frontale con maniglia nera, mostrina 132X132mm | http://datasheet.lovatoelectric.com/Rotary_cam_switches/ITA/GN31520U.pdf | Łącznik krzywkowy serii GN, przełącznik zmiany kirunku obrotów silnika dwubiegunowego, układ Dahlandera, 315A, do montażu tablicowego, z czarnym pokrętłem i tabliczką 132x132mm | http://datasheet.lovatoelectric.com/Rotary_cam_switches/POL/GN31520U.pdf | Rotary cam switch GN series, Dahlander motor 2-speed reversing switch, 315A, for front mounting with black handle, front plate 132X132mm | http://datasheet.lovatoelectric.com/Rotary_cam_switches/RON/GN31520U.pdf
GN31525L |  |  | Enclosed rotary cam switch GN series, 1-phase motor reversing switch with spring return 315A in metal enclosure 250X316mm with black handle | http://datasheet.lovatoelectric.com/Rotary_cam_switches/ENG/GN31525L.pdf | Commutatore a camme serie GN, invertitore di marcia monofase con ritorno a molla da 315A in cassetta metallica 250X316mm con maniglia nera | http://datasheet.lovatoelectric.com/Rotary_cam_switches/ITA/GN31525L.pdf | Łącznik krzywkowy serii GN, przełącznik zmiany kierunku obrotów silnika 1 fazowego, z powrotem do pozycji 0, 315A, w metalowej obudowie 250x316mm i czarnym pokrętłem | http://datasheet.lovatoelectric.com/Rotary_cam_switches/POL/GN31525L.pdf | Enclosed rotary cam switch GN series, 1-phase motor reversing switch with spring return 315A in metal enclosure 250X316mm with black handle | http://datasheet.lovatoelectric.com/Rotary_cam_switches/RON/GN31525L.pdf
GN31525O |  |  | Rotary cam switch GN series, 1-phase motor reversing switch with spring return 315A, for rear mounting with black handle, front plate 132X132mm | http://datasheet.lovatoelectric.com/Rotary_cam_switches/ENG/GN31525O.pdf | Commutatore a camme serie GN, invertitore di marcia monofase con ritorno a molla da 315A in esecuzione per montaggio a fondo quadro con maniglia nera, mostrina 132X132mm | http://datasheet.lovatoelectric.com/Rotary_cam_switches/ITA/GN31525O.pdf | Łącznik krzywkowy serii GN, przełącznik zmiany kierunku obrotów silnika 1 fazowego, z powrotem do pozycji 0, 315A, do montażu wewnątrz szafy z czarnym pokrętłem i tabliczką 132x132mm | http://datasheet.lovatoelectric.com/Rotary_cam_switches/POL/GN31525O.pdf | Rotary cam switch GN series, 1-phase motor reversing switch with spring return 315A, for rear mounting with black handle, front plate 132X132mm | http://datasheet.lovatoelectric.com/Rotary_cam_switches/RON/GN31525O.pdf
GN31525U |  |  | Rotary cam switch GN series, 1-phase motor reversing switch with spring return 315A, for front mounting with black handle, front plate 132X132mm | http://datasheet.lovatoelectric.com/Rotary_cam_switches/ENG/GN31525U.pdf | Commutatore a camme serie GN, invertitore di marcia monofase con ritorno a molla da 315A in esecuzione per montaggio frontale con maniglia nera, mostrina 132X132mm | http://datasheet.lovatoelectric.com/Rotary_cam_switches/ITA/GN31525U.pdf | Łącznik krzywkowy serii GN, przełącznik zmiany kierunku obrotów silnika 1 fazowego, z powrotem do pozycji 0, 315A, do montażu tablicowego, z czarnym pokrętłem i tabliczką 132x132mm | http://datasheet.lovatoelectric.com/Rotary_cam_switches/POL/GN31525U.pdf | Rotary cam switch GN series, 1-phase motor reversing switch with spring return 315A, for front mounting with black handle, front plate 132X132mm | http://datasheet.lovatoelectric.com/Rotary_cam_switches/RON/GN31525U.pdf
GN31526L |  |  | Enclosed rotary cam switch GN series, 3-phase motor reversing switch with spring return 315A in metal enclosure 250X316mm with black handle | http://datasheet.lovatoelectric.com/Rotary_cam_switches/ENG/GN31526L.pdf | Commutatore a camme serie GN, invertitore di marcia trifase con ritorno a molla da 315A in cassetta metallica 250X316mm con maniglia nera | http://datasheet.lovatoelectric.com/Rotary_cam_switches/ITA/GN31526L.pdf | Łącznik krzywkowy serii GN, przełącznik zmiany kierunku obrotów silnika 3 fazowego, z powrotem do pozycji 0, 315A, w metalowej obudowie 250x316mm i czarnym pokrętłem | http://datasheet.lovatoelectric.com/Rotary_cam_switches/POL/GN31526L.pdf | Enclosed rotary cam switch GN series, 3-phase motor reversing switch with spring return 315A in metal enclosure 250X316mm with black handle | http://datasheet.lovatoelectric.com/Rotary_cam_switches/RON/GN31526L.pdf
GN31526O |  |  | Rotary cam switch GN series, 3-phase motor reversing switch with spring return 315A, for rear mounting with black handle, front plate 132X132mm | http://datasheet.lovatoelectric.com/Rotary_cam_switches/ENG/GN31526O.pdf | Commutatore a camme serie GN, invertitore di marcia trifase con ritorno di molla da 315A in esecuzione per montaggio a fondo quadro con maniglia nera, mostrina 132X132mm | http://datasheet.lovatoelectric.com/Rotary_cam_switches/ITA/GN31526O.pdf | Łącznik krzywkowy serii GN, przełącznik zmiany kierunku obrotów silnika 3 fazowego, z powrotem do pozycji 0, 315A, do montażu wewnątrz szafy z czarnym pokrętłem i tabliczką 132x132mm | http://datasheet.lovatoelectric.com/Rotary_cam_switches/POL/GN31526O.pdf | Rotary cam switch GN series, 3-phase motor reversing switch with spring return 315A, for rear mounting with black handle, front plate 132X132mm | http://datasheet.lovatoelectric.com/Rotary_cam_switches/RON/GN31526O.pdf
GN31526U |  |  | Rotary cam switch GN series, 3-phase motor reversing switch with spring return 315A, for front mounting with black handle, front plate 132X132mm | http://datasheet.lovatoelectric.com/Rotary_cam_switches/ENG/GN31526U.pdf | Commutatore a camme serie GN, invertitore di marcia trifase con ritorno a molla da 315A in esecuzione per montaggio frontale con maniglia nera, mostrina 132X132mm | http://datasheet.lovatoelectric.com/Rotary_cam_switches/ITA/GN31526U.pdf | Łącznik krzywkowy serii GN, przełącznik zmiany kierunku obrotów silnika 3 fazowego, z powrotem do pozycji 0, 315A, do montażu tablicowego, z czarnym pokrętłem i tabliczką 132x132mm | http://datasheet.lovatoelectric.com/Rotary_cam_switches/POL/GN31526U.pdf | Rotary cam switch GN series, 3-phase motor reversing switch with spring return 315A, for front mounting with black handle, front plate 132X132mm | http://datasheet.lovatoelectric.com/Rotary_cam_switches/RON/GN31526U.pdf
GN31552L |  |  | Enclosed rotary cam switch GN series, changeover switch 2 poles 315A in metal enclosure 250X316mm with black handle | http://datasheet.lovatoelectric.com/Rotary_cam_switches/ENG/GN31552L.pdf | Commutatore a camme serie GN, commutatore 2 poli da 315A in cassetta metallica 250X316mm con maniglia nera | http://datasheet.lovatoelectric.com/Rotary_cam_switches/ITA/GN31552L.pdf | Łącznik krzywkowy serii GN, przełącznik sieci, 2 pola, 315A, w metalowej obudowie 250x316mm i czarnym pokrętłem | http://datasheet.lovatoelectric.com/Rotary_cam_switches/POL/GN31552L.pdf | Enclosed rotary cam switch GN series, changeover switch 2 poles 315A in metal enclosure 250X316mm with black handle | http://datasheet.lovatoelectric.com/Rotary_cam_switches/RON/GN31552L.pdf
GN31552O |  |  | Rotary cam switch GN series, changeover switch 3 poles 315A, for rear mounting with black handle, front plate 132X132mm | http://datasheet.lovatoelectric.com/Rotary_cam_switches/ENG/GN31552O.pdf | Commutatore a camme serie GN, commutatore 3 poli da 315A in esecuzione per montaggio a fondo quadro con maniglia nera, mostrina 132X132mm | http://datasheet.lovatoelectric.com/Rotary_cam_switches/ITA/GN31552O.pdf | Łącznik krzywkowy serii GN, przełącznik sieci, 3 pola, 315A, do montażu wewnątrz szafy z czarnym pokrętłem i tabliczką 132x132mm | http://datasheet.lovatoelectric.com/Rotary_cam_switches/POL/GN31552O.pdf | Rotary cam switch GN series, changeover switch 3 poles 315A, for rear mounting with black handle, front plate 132X132mm | http://datasheet.lovatoelectric.com/Rotary_cam_switches/RON/GN31552O.pdf
GN31552U |  |  | Rotary cam switch GN series, changeover switch 2 poles 315A, for front mounting with black handle, front plate 132X132mm | http://datasheet.lovatoelectric.com/Rotary_cam_switches/ENG/GN31552U.pdf | Commutatore a camme serie GN, commutatore 3 poli da 315A in esecuzione per montaggio frontale con maniglia nera, mostrina 132X132mm | http://datasheet.lovatoelectric.com/Rotary_cam_switches/ITA/GN31552U.pdf | Łącznik krzywkowy serii GN, przełącznik sieci, 2 pola, 315A, do montażu tablicowego, z czarnym pokrętłem i tabliczką 132x132mm | http://datasheet.lovatoelectric.com/Rotary_cam_switches/POL/GN31552U.pdf | Rotary cam switch GN series, changeover switch 2 poles 315A, for front mounting with black handle, front plate 132X132mm | http://datasheet.lovatoelectric.com/Rotary_cam_switches/RON/GN31552U.pdf
GN31553L |  |  | Enclosed rotary cam switch GN series, changeover switch 3 poles 315A in metal enclosure 250X316mm with black handle | http://datasheet.lovatoelectric.com/Rotary_cam_switches/ENG/GN31553L.pdf | Commutatore a camme serie GN, commutatore 3 poli da 315A in cassetta metallica 250X316mm con maniglia nera | http://datasheet.lovatoelectric.com/Rotary_cam_switches/ITA/GN31553L.pdf | Łącznik krzywkowy serii GN, przełącznik sieci, 3 pola, 315A, w metalowej obudowie 250x316mm i czarnym pokrętłem | http://datasheet.lovatoelectric.com/Rotary_cam_switches/POL/GN31553L.pdf | Enclosed rotary cam switch GN series, changeover switch 3 poles 315A in metal enclosure 250X316mm with black handle | http://datasheet.lovatoelectric.com/Rotary_cam_switches/RON/GN31553L.pdf
GN31553O |  |  | Rotary cam switch GN series, changeover switch 3 poles 315A, for rear mounting with black handle, front plate 132X132mm | http://datasheet.lovatoelectric.com/Rotary_cam_switches/ENG/GN31553O.pdf | Commutatore a camme serie GN, commutatore 3 poli da 315A in esecuzione per montaggio a fondo quadro con maniglia nera, mostrina 132X132mm | http://datasheet.lovatoelectric.com/Rotary_cam_switches/ITA/GN31553O.pdf | Łącznik krzywkowy serii GN, przełącznik sieci, 3 pola, 315A, do montażu wewnątrz szafy z czarnym pokrętłem i tabliczką 132x132mm | http://datasheet.lovatoelectric.com/Rotary_cam_switches/POL/GN31553O.pdf | Rotary cam switch GN series, changeover switch 3 poles 315A, for rear mounting with black handle, front plate 132X132mm | http://datasheet.lovatoelectric.com/Rotary_cam_switches/RON/GN31553O.pdf
GN31553U |  |  | Rotary cam switch GN series, changeover switch 3 poles 315A, for front mounting with black handle, front plate 132X132mm | http://datasheet.lovatoelectric.com/Rotary_cam_switches/ENG/GN31553U.pdf | Commutatore a camme serie GN, commutatore 3 poli da 315A in esecuzione per montaggio frontale con maniglia nera, mostrina 132X132mm | http://datasheet.lovatoelectric.com/Rotary_cam_switches/ITA/GN31553U.pdf | Łącznik krzywkowy serii GN, przełącznik sieci, 3 pola, 315A, do montażu tablicowego, z czarnym pokrętłem i tabliczką 132x132mm | http://datasheet.lovatoelectric.com/Rotary_cam_switches/POL/GN31553U.pdf | Rotary cam switch GN series, changeover switch 3 poles 315A, for front mounting with black handle, front plate 132X132mm | http://datasheet.lovatoelectric.com/Rotary_cam_switches/RON/GN31553U.pdf
GN31555L |  |  | Enclosed rotary cam switch GN series, changeover switch without 0, 2 poles 315A in metal enclosure 250X316mm with black handle | http://datasheet.lovatoelectric.com/Rotary_cam_switches/ENG/GN31555L.pdf | Commutatore a camme serie GN, deviatore 2 poli da 315A in cassetta metallica 250X316mm con maniglia nera | http://datasheet.lovatoelectric.com/Rotary_cam_switches/ITA/GN31555L.pdf | Łącznik krzywkowy serii GN, przełącznik sieci bez 0, 2 pola, 315A, w metalowej obudowie 250x316mm i czarnym pokrętłem | http://datasheet.lovatoelectric.com/Rotary_cam_switches/POL/GN31555L.pdf | Enclosed rotary cam switch GN series, changeover switch without 0, 2 poles 315A in metal enclosure 250X316mm with black handle | http://datasheet.lovatoelectric.com/Rotary_cam_switches/RON/GN31555L.pdf
GN31555O |  |  | Rotary cam switch GN series, changeover switch without 0, 3 poles 315A, for rear mounting with black handle, front plate 132X132mm | http://datasheet.lovatoelectric.com/Rotary_cam_switches/ENG/GN31555O.pdf | Commutatore a camme serie GN, deviatore 3 poli da 315A in esecuzione per montaggio a fondo quadro con maniglia nera, mostrina 132X132mm | http://datasheet.lovatoelectric.com/Rotary_cam_switches/ITA/GN31555O.pdf | Łącznik krzywkowy serii GN, przełącznik sieci bez 0, 3 pola, 315A, do montażu wewnątrz szafy z czarnym pokrętłem i tabliczką 132x132mm | http://datasheet.lovatoelectric.com/Rotary_cam_switches/POL/GN31555O.pdf | Rotary cam switch GN series, changeover switch without 0, 3 poles 315A, for rear mounting with black handle, front plate 132X132mm | http://datasheet.lovatoelectric.com/Rotary_cam_switches/RON/GN31555O.pdf
GN31555U |  |  | Rotary cam switch GN series, changeover switch without 0, 2 poles 315A, for front mounting with black handle, front plate 132X132mm | http://datasheet.lovatoelectric.com/Rotary_cam_switches/ENG/GN31555U.pdf | Commutatore a camme serie GN, deviatore 3 poli da 315A in esecuzione per montaggio frontale con maniglia nera, mostrina 132X132mm | http://datasheet.lovatoelectric.com/Rotary_cam_switches/ITA/GN31555U.pdf | Łącznik krzywkowy serii GN, przełącznik sieci bez 0, 2 pola, 315A, do montażu tablicowego, z czarnym pokrętłem i tabliczką 132x132mm | http://datasheet.lovatoelectric.com/Rotary_cam_switches/POL/GN31555U.pdf | Rotary cam switch GN series, changeover switch without 0, 2 poles 315A, for front mounting with black handle, front plate 132X132mm | http://datasheet.lovatoelectric.com/Rotary_cam_switches/RON/GN31555U.pdf
GN31556L |  |  | Enclosed rotary cam switch GN series, changeover switch without 0, 3 poles 315A in metal enclosure 250X316mm with black handle | http://datasheet.lovatoelectric.com/Rotary_cam_switches/ENG/GN31556L.pdf | Commutatore a camme serie GN, deviatore 3 poli da 315A in cassetta metallica 250X316mm con maniglia nera | http://datasheet.lovatoelectric.com/Rotary_cam_switches/ITA/GN31556L.pdf | Łącznik krzywkowy serii GN, przełącznik sieci bez 0, 3 pola, 315A, w metalowej obudowie 250x316mm i czarnym pokrętłem | http://datasheet.lovatoelectric.com/Rotary_cam_switches/POL/GN31556L.pdf | Enclosed rotary cam switch GN series, changeover switch without 0, 3 poles 315A in metal enclosure 250X316mm with black handle | http://datasheet.lovatoelectric.com/Rotary_cam_switches/RON/GN31556L.pdf
GN31556O |  |  | Rotary cam switch GN series, changeover switch without 0, 3 poles 315A, for rear mounting with black handle, front plate 132X132mm | http://datasheet.lovatoelectric.com/Rotary_cam_switches/ENG/GN31556O.pdf | Commutatore a camme serie GN, deviatore 3 poli da 315A in esecuzione per montaggio a fondo quadro con maniglia nera, mostrina 132X132mm | http://datasheet.lovatoelectric.com/Rotary_cam_switches/ITA/GN31556O.pdf | Łącznik krzywkowy serii GN, przełącznik sieci bez 0, 3 pola, 315A, do montażu wewnątrz szafy z czarnym pokrętłem i tabliczką 132x132mm | http://datasheet.lovatoelectric.com/Rotary_cam_switches/POL/GN31556O.pdf | Rotary cam switch GN series, changeover switch without 0, 3 poles 315A, for rear mounting with black handle, front plate 132X132mm | http://datasheet.lovatoelectric.com/Rotary_cam_switches/RON/GN31556O.pdf
GN31556U |  |  | Rotary cam switch GN series, changeover switch without 0, 3 poles 315A, for front mounting with black handle, front plate 132X132mm | http://datasheet.lovatoelectric.com/Rotary_cam_switches/ENG/GN31556U.pdf | Commutatore a camme serie GN, deviatore 3 poli da 315A in esecuzione per montaggio frontale con maniglia nera, mostrina 132X132mm | http://datasheet.lovatoelectric.com/Rotary_cam_switches/ITA/GN31556U.pdf | Łącznik krzywkowy serii GN, przełącznik sieci bez 0, 3 pola, 315A, do montażu tablicowego, z czarnym pokrętłem i tabliczką 132x132mm | http://datasheet.lovatoelectric.com/Rotary_cam_switches/POL/GN31556U.pdf | Rotary cam switch GN series, changeover switch without 0, 3 poles 315A, for front mounting with black handle, front plate 132X132mm | http://datasheet.lovatoelectric.com/Rotary_cam_switches/RON/GN31556U.pdf
GN31569L |  |  | Enclosed rotary cam switch GN series, changeover switch without 0, 4 poles 315A in metal enclosure 250X316mm with black handle | http://datasheet.lovatoelectric.com/Rotary_cam_switches/ENG/GN31569L.pdf | Commutatore a camme serie GN, deviatore 4 poli da 315A in cassetta metallica 250X316mm con maniglia nera | http://datasheet.lovatoelectric.com/Rotary_cam_switches/ITA/GN31569L.pdf | Łącznik krzywkowy serii GN, przełącznik sieci bez 0, 4 pola, 315A, w metalowej obudowie 250x316mm i czarnym pokrętłem | http://datasheet.lovatoelectric.com/Rotary_cam_switches/POL/GN31569L.pdf | Enclosed rotary cam switch GN series, changeover switch without 0, 4 poles 315A in metal enclosure 250X316mm with black handle | http://datasheet.lovatoelectric.com/Rotary_cam_switches/RON/GN31569L.pdf
GN31569O |  |  | Rotary cam switch GN series, changeover switch without 0, 4 poles 315A, for rear mounting with black handle, front plate 132X132mm | http://datasheet.lovatoelectric.com/Rotary_cam_switches/ENG/GN31569O.pdf | Commutatore a camme serie GN, deviatore 4 poli da 315A in esecuzione per montaggio a fondo quadro con maniglia nera, mostrina 132X132mm | http://datasheet.lovatoelectric.com/Rotary_cam_switches/ITA/GN31569O.pdf | Łącznik krzywkowy serii GN, przełącznik sieci bez 0, 4 pola, 315A, do montażu wewnątrz szafy z czarnym pokrętłem i tabliczką 132x132mm | http://datasheet.lovatoelectric.com/Rotary_cam_switches/POL/GN31569O.pdf | Rotary cam switch GN series, changeover switch without 0, 4 poles 315A, for rear mounting with black handle, front plate 132X132mm | http://datasheet.lovatoelectric.com/Rotary_cam_switches/RON/GN31569O.pdf
GN31569U |  |  | Rotary cam switch GN series, changeover switch without 0, 4 poles 315A, for front mounting with black handle, front plate 132X132mm | http://datasheet.lovatoelectric.com/Rotary_cam_switches/ENG/GN31569U.pdf | Commutatore a camme serie GN, deviatore 4 poli da 315A in esecuzione per montaggio frontale con maniglia nera, mostrina 132X132mm | http://datasheet.lovatoelectric.com/Rotary_cam_switches/ITA/GN31569U.pdf | Łącznik krzywkowy serii GN, przełącznik sieci bez 0, 4 pola, 315A, do montażu tablicowego, z czarnym pokrętłem i tabliczką 132x132mm | http://datasheet.lovatoelectric.com/Rotary_cam_switches/POL/GN31569U.pdf | Rotary cam switch GN series, changeover switch without 0, 4 poles 315A, for front mounting with black handle, front plate 132X132mm | http://datasheet.lovatoelectric.com/Rotary_cam_switches/RON/GN31569U.pdf
GN31575L |  |  | Enclosed rotary cam switch GN series, changeover switch 4 poles 315A in metal enclosure 250X316mm with black handle | http://datasheet.lovatoelectric.com/Rotary_cam_switches/ENG/GN31575L.pdf | Commutatore a camme serie GN, commutatore 4 poli da 315A in cassetta metallica 250X316mm con maniglia nera | http://datasheet.lovatoelectric.com/Rotary_cam_switches/ITA/GN31575L.pdf | Łącznik krzywkowy serii GN, przełącznik sieci, 4 pola, 315A, w metalowej obudowie 250x316mm i czarnym pokrętłem | http://datasheet.lovatoelectric.com/Rotary_cam_switches/POL/GN31575L.pdf | Enclosed rotary cam switch GN series, changeover switch 4 poles 315A in metal enclosure 250X316mm with black handle | http://datasheet.lovatoelectric.com/Rotary_cam_switches/RON/GN31575L.pdf
GN31575O |  |  | Rotary cam switch GN series, changeover switch 4 poles 315A, for rear mounting with black handle, front plate 132X132mm | http://datasheet.lovatoelectric.com/Rotary_cam_switches/ENG/GN31575O.pdf | Commutatore a camme serie GN, commutatore 4 poli da 315A in esecuzione per montaggio a fondo quadro con maniglia nera, mostrina 132X132mm | http://datasheet.lovatoelectric.com/Rotary_cam_switches/ITA/GN31575O.pdf | Łącznik krzywkowy serii GN, przełącznik sieci, 4 pola, 315A, do montażu wewnątrz szafy z czarnym pokrętłem i tabliczką 132x132mm | http://datasheet.lovatoelectric.com/Rotary_cam_switches/POL/GN31575O.pdf | Rotary cam switch GN series, changeover switch 4 poles 315A, for rear mounting with black handle, front plate 132X132mm | http://datasheet.lovatoelectric.com/Rotary_cam_switches/RON/GN31575O.pdf
GN31575U |  |  | Rotary cam switch GN series, changeover switch 4 poles 315A, for front mounting with black handle, front plate 132X132mm | http://datasheet.lovatoelectric.com/Rotary_cam_switches/ENG/GN31575U.pdf | Commutatore a camme serie GN, commutatore 4 poli da 315A in esecuzione per montaggio frontale con maniglia nera, mostrina 132X132mm | http://datasheet.lovatoelectric.com/Rotary_cam_switches/ITA/GN31575U.pdf | Łącznik krzywkowy serii GN, przełącznik sieci, 4 pola, 315A, do montażu tablicowego, z czarnym pokrętłem i tabliczką 132x132mm | http://datasheet.lovatoelectric.com/Rotary_cam_switches/POL/GN31575U.pdf | Rotary cam switch GN series, changeover switch 4 poles 315A, for front mounting with black handle, front plate 132X132mm | http://datasheet.lovatoelectric.com/Rotary_cam_switches/RON/GN31575U.pdf
GN31582L |  |  | Enclosed rotary cam switch GN series, multi-step 1-2-3, 1 pole 315A in metal enclosure 250X316mm with black handle | http://datasheet.lovatoelectric.com/Rotary_cam_switches/ENG/GN31582L.pdf | Commutatore a camme serie GN, multivia 1-2-3 1 polo da 315A in cassetta metallica 250X316mm con maniglia nera | http://datasheet.lovatoelectric.com/Rotary_cam_switches/ITA/GN31582L.pdf | Łącznik krzywkowy serii GN, wielopozycyjny 1-2-3, 1 pole, 315A, w metalowej obudowie 250x316mm i czarnym pokrętłem | http://datasheet.lovatoelectric.com/Rotary_cam_switches/POL/GN31582L.pdf | Enclosed rotary cam switch GN series, multi-step 1-2-3, 1 pole 315A in metal enclosure 250X316mm with black handle | http://datasheet.lovatoelectric.com/Rotary_cam_switches/RON/GN31582L.pdf
GN31582O |  |  | Rotary cam switch GN series, multi-step 1-2-3, 1 pole 315A, for rear mounting with black handle, front plate 132X132mm | http://datasheet.lovatoelectric.com/Rotary_cam_switches/ENG/GN31582O.pdf | Commutatore a camme serie GN, multivia 1-2-3 1 polo da 315A in esecuzione per montaggio a fondo quadro con maniglia nera, mostrina 132X132mm | http://datasheet.lovatoelectric.com/Rotary_cam_switches/ITA/GN31582O.pdf | Łącznik krzywkowy serii GN, wielopozycyjny 1-2-3, 1 pole, 315A, do montażu wewnątrz szafy z czarnym pokrętłem i tabliczką 132x132mm | http://datasheet.lovatoelectric.com/Rotary_cam_switches/POL/GN31582O.pdf | Rotary cam switch GN series, multi-step 1-2-3, 1 pole 315A, for rear mounting with black handle, front plate 132X132mm | http://datasheet.lovatoelectric.com/Rotary_cam_switches/RON/GN31582O.pdf
GN31582U |  |  | Rotary cam switch GN series, multi-step 1-2-3, 1 pole 315A, for front mounting with black handle, front plate 132X132mm | http://datasheet.lovatoelectric.com/Rotary_cam_switches/ENG/GN31582U.pdf | Commutatore a camme serie GN, multivia 1-2-3 1 polo da 315A in esecuzione per montaggio frontale con maniglia nera, mostrina 132X132mm | http://datasheet.lovatoelectric.com/Rotary_cam_switches/ITA/GN31582U.pdf | Łącznik krzywkowy serii GN, wielopozycyjny 1-2-3, 1 pole, 315A, do montażu tablicowego, z czarnym pokrętłem i tabliczką 132x132mm | http://datasheet.lovatoelectric.com/Rotary_cam_switches/POL/GN31582U.pdf | Rotary cam switch GN series, multi-step 1-2-3, 1 pole 315A, for front mounting with black handle, front plate 132X132mm | http://datasheet.lovatoelectric.com/Rotary_cam_switches/RON/GN31582U.pdf
GN31583L |  |  | Enclosed rotary cam switch GN series, multi-step 1-2-3-4, 1 pole 315A in metal enclosure 250X316mm with black handle | http://datasheet.lovatoelectric.com/Rotary_cam_switches/ENG/GN31583L.pdf | Commutatore a camme serie GN, multivia 1-2-3-4 1 polo da 315A in cassetta metallica 250X316mm con maniglia nera | http://datasheet.lovatoelectric.com/Rotary_cam_switches/ITA/GN31583L.pdf | Łącznik krzywkowy serii GN, wielopozycyjny 1-2-3-4, 1 pole, 315A, w metalowej obudowie 250x316mm i czarnym pokrętłem | http://datasheet.lovatoelectric.com/Rotary_cam_switches/POL/GN31583L.pdf | Enclosed rotary cam switch GN series, multi-step 1-2-3-4, 1 pole 315A in metal enclosure 250X316mm with black handle | http://datasheet.lovatoelectric.com/Rotary_cam_switches/RON/GN31583L.pdf
GN31583O |  |  | Rotary cam switch GN series, multi-step 1-2-3-4, 1 pole 315A, for rear mounting with black handle, front plate 132X132mm | http://datasheet.lovatoelectric.com/Rotary_cam_switches/ENG/GN31583O.pdf | Commutatore a camme serie GN, multivia 1-2-3-4 1 polo da 315A in esecuzione per montaggio a fondo quadro con maniglia nera, mostrina 132X132mm | http://datasheet.lovatoelectric.com/Rotary_cam_switches/ITA/GN31583O.pdf | Łącznik krzywkowy serii GN, wielopozycyjny 1-2-3-4, 1 pole, 315A, do montażu wewnątrz szafy z czarnym pokrętłem i tabliczką 132x132mm | http://datasheet.lovatoelectric.com/Rotary_cam_switches/POL/GN31583O.pdf | Rotary cam switch GN series, multi-step 1-2-3-4, 1 pole 315A, for rear mounting with black handle, front plate 132X132mm | http://datasheet.lovatoelectric.com/Rotary_cam_switches/RON/GN31583O.pdf
GN31583U |  |  | Rotary cam switch GN series, multi-step 1-2-3-4, 2 poles 315A, for front mounting with black handle, front plate 132X132mm | http://datasheet.lovatoelectric.com/Rotary_cam_switches/ENG/GN31583U.pdf | Commutatore a camme serie GF, multivia 1-2-3-4 1 polo da 315A in esecuzione per montaggio frontale con maniglia nera, mostrina 132X132mm | http://datasheet.lovatoelectric.com/Rotary_cam_switches/ITA/GN31583U.pdf | Łącznik krzywkowy serii GN, wielopozycyjny 1-2-3-4, 2 pola, 315A, do montażu tablicowego, z czarnym pokrętłem i tabliczką 132x132mm | http://datasheet.lovatoelectric.com/Rotary_cam_switches/POL/GN31583U.pdf | Rotary cam switch GN series, multi-step 1-2-3-4, 2 poles 315A, for front mounting with black handle, front plate 132X132mm | http://datasheet.lovatoelectric.com/Rotary_cam_switches/RON/GN31583U.pdf
GN31584L |  |  | Enclosed rotary cam switch GN series, multi-step 1-2-3-4-5, 1 pole 315A in metal enclosure 250X316mm with black handle | http://datasheet.lovatoelectric.com/Rotary_cam_switches/ENG/GN31584L.pdf | Commutatore a camme serie GN, multivia 1-2-3-4-5 1 polo da 315A in cassetta metallica 250X316mm con maniglia nera | http://datasheet.lovatoelectric.com/Rotary_cam_switches/ITA/GN31584L.pdf | Łącznik krzywkowy serii GN, wielopozycyjny 1-2-3-4-5, 1 pole, 315A, w metalowej obudowie 250x316mm i czarnym pokrętłem | http://datasheet.lovatoelectric.com/Rotary_cam_switches/POL/GN31584L.pdf | Enclosed rotary cam switch GN series, multi-step 1-2-3-4-5, 1 pole 315A in metal enclosure 250X316mm with black handle | http://datasheet.lovatoelectric.com/Rotary_cam_switches/RON/GN31584L.pdf
GN31584O |  |  | Rotary cam switch GN series, multi-step 1-2-3-4-5, 1 pole 315A, for rear mounting with black handle, front plate 132X132mm | http://datasheet.lovatoelectric.com/Rotary_cam_switches/ENG/GN31584O.pdf | Commutatore a camme serie GN, multivia 1-2-3-4-5 1 polo da 315A in esecuzione per montaggio a fondo quadro con maniglia nera, mostrina 132X132mm | http://datasheet.lovatoelectric.com/Rotary_cam_switches/ITA/GN31584O.pdf | Łącznik krzywkowy serii GN, wielopozycyjny 1-2-3-4-5, 1 pole, 315A, do montażu wewnątrz szafy z czarnym pokrętłem i tabliczką 132x132mm | http://datasheet.lovatoelectric.com/Rotary_cam_switches/POL/GN31584O.pdf | Rotary cam switch GN series, multi-step 1-2-3-4-5, 1 pole 315A, for rear mounting with black handle, front plate 132X132mm | http://datasheet.lovatoelectric.com/Rotary_cam_switches/RON/GN31584O.pdf
GN31584U |  |  | Rotary cam switch GN series, multi-step 1-2-3-4-5, 1 pole 315A, for front mounting with black handle, front plate 132X132mm | http://datasheet.lovatoelectric.com/Rotary_cam_switches/ENG/GN31584U.pdf | Commutatore a camme serie GN, multivia 1-2-3-4-5 1 polo da 315A in esecuzione per montaggio frontale con maniglia nera, mostrina 132X132mm | http://datasheet.lovatoelectric.com/Rotary_cam_switches/ITA/GN31584U.pdf | Łącznik krzywkowy serii GN, wielopozycyjny 1-2-3-4-5, 1 pole, 315A, do montażu tablicowego, z czarnym pokrętłem i tabliczką 132x132mm | http://datasheet.lovatoelectric.com/Rotary_cam_switches/POL/GN31584U.pdf | Rotary cam switch GN series, multi-step 1-2-3-4-5, 1 pole 315A, for front mounting with black handle, front plate 132X132mm | http://datasheet.lovatoelectric.com/Rotary_cam_switches/RON/GN31584U.pdf
GN31585L |  |  | Enclosed rotary cam switch GN series, multi-step 1-2-3-4-5-6, 1 pole 315A in metal enclosure 250X316mm with black handle | http://datasheet.lovatoelectric.com/Rotary_cam_switches/ENG/GN31585L.pdf | Commutatore a camme serie GN, multivia 1-2-3-4-5-6 1 polo da 315A in cassetta metallica 250X316mm con maniglia nera | http://datasheet.lovatoelectric.com/Rotary_cam_switches/ITA/GN31585L.pdf | Łącznik krzywkowy serii GN, wielopozycyjny 1-2-3-4-5-6, 1 pole, 315A, w metalowej obudowie 250x316mm i czarnym pokrętłem | http://datasheet.lovatoelectric.com/Rotary_cam_switches/POL/GN31585L.pdf | Enclosed rotary cam switch GN series, multi-step 1-2-3-4-5-6, 1 pole 315A in metal enclosure 250X316mm with black handle | http://datasheet.lovatoelectric.com/Rotary_cam_switches/RON/GN31585L.pdf
GN31585O |  |  | Rotary cam switch GN series, multi-step 1-2-3-4-5-6, 1 pole 315A, for rear mounting with black handle, front plate 132X132mm | http://datasheet.lovatoelectric.com/Rotary_cam_switches/ENG/GN31585O.pdf | Commutatore a camme serie GN, multivia 1-2-3-4-5-6 1 polo da 315A in esecuzione per montaggio a fondo quadro con maniglia nera, mostrina 132X132mm | http://datasheet.lovatoelectric.com/Rotary_cam_switches/ITA/GN31585O.pdf | Łącznik krzywkowy serii GN, wielopozycyjny 1-2-3-4-5-6, 1 pole, 315A, do montażu wewnątrz szafy z czarnym pokrętłem i tabliczką 132x132mm | http://datasheet.lovatoelectric.com/Rotary_cam_switches/POL/GN31585O.pdf | Rotary cam switch GN series, multi-step 1-2-3-4-5-6, 1 pole 315A, for rear mounting with black handle, front plate 132X132mm | http://datasheet.lovatoelectric.com/Rotary_cam_switches/RON/GN31585O.pdf
GN31585U |  |  | Rotary cam switch GN series, multi-step 1-2-3-4-5-6, 1 pole 315A, for front mounting with black handle, front plate 132X132mm | http://datasheet.lovatoelectric.com/Rotary_cam_switches/ENG/GN31585U.pdf | Commutatore a camme serie GN, multivia 1-2-3-4-5-6 1 polo da 315A in esecuzione per montaggio frontale con maniglia nera, mostrina 132X132mm | http://datasheet.lovatoelectric.com/Rotary_cam_switches/ITA/GN31585U.pdf | Łącznik krzywkowy serii GN, wielopozycyjny 1-2-3-4-5-6, 1 pole, 315A, do montażu tablicowego, z czarnym pokrętłem i tabliczką 132x132mm | http://datasheet.lovatoelectric.com/Rotary_cam_switches/POL/GN31585U.pdf | Rotary cam switch GN series, multi-step 1-2-3-4-5-6, 1 pole 315A, for front mounting with black handle, front plate 132X132mm | http://datasheet.lovatoelectric.com/Rotary_cam_switches/RON/GN31585U.pdf
GN31586L |  |  | Enclosed rotary cam switch GN series, multi-step 1-2-3, 2 poles 315A in metal enclosure 250X316mm with black handle | http://datasheet.lovatoelectric.com/Rotary_cam_switches/ENG/GN31586L.pdf | Commutatore a camme serie GN, multivia 1-2-3 2 poli da 315A in cassetta metallica 250X316mm con maniglia nera | http://datasheet.lovatoelectric.com/Rotary_cam_switches/ITA/GN31586L.pdf | Łącznik krzywkowy serii GN, wielopozycyjny 1-2-3, 2 pola, 315A, w metalowej obudowie 250x316mm i czarnym pokrętłem | http://datasheet.lovatoelectric.com/Rotary_cam_switches/POL/GN31586L.pdf | Enclosed rotary cam switch GN series, multi-step 1-2-3, 2 poles 315A in metal enclosure 250X316mm with black handle | http://datasheet.lovatoelectric.com/Rotary_cam_switches/RON/GN31586L.pdf
GN31586O |  |  | Rotary cam switch GN series, multi-step 1-2-3, 2 poles 315A, for rear mounting with black handle, front plate 132X132mm | http://datasheet.lovatoelectric.com/Rotary_cam_switches/ENG/GN31586O.pdf | Commutatore a camme serie GN, multivia 1-2-3 2 poli da 315A in esecuzione per montaggio a fondo quadro con maniglia nera, mostrina 132X132mm | http://datasheet.lovatoelectric.com/Rotary_cam_switches/ITA/GN31586O.pdf | Łącznik krzywkowy serii GN, wielopozycyjny 1-2-3, 2 pola, 315A, do montażu wewnątrz szafy z czarnym pokrętłem i tabliczką 132x132mm | http://datasheet.lovatoelectric.com/Rotary_cam_switches/POL/GN31586O.pdf | Rotary cam switch GN series, multi-step 1-2-3, 2 poles 315A, for rear mounting with black handle, front plate 132X132mm | http://datasheet.lovatoelectric.com/Rotary_cam_switches/RON/GN31586O.pdf
GN31586U |  |  | Rotary cam switch GN series, multi-step 1-2-3, 2 poles 315A, for front mounting with black handle, front plate 132X132mm | http://datasheet.lovatoelectric.com/Rotary_cam_switches/ENG/GN31586U.pdf | Commutatore a camme serie GN, multivia 1-2-3 2 poli da 315A in esecuzione per montaggio frontale con maniglia nera, mostrina 132X132mm | http://datasheet.lovatoelectric.com/Rotary_cam_switches/ITA/GN31586U.pdf | Łącznik krzywkowy serii GN, wielopozycyjny 1-2-3, 2 pola, 315A, do montażu tablicowego, z czarnym pokrętłem i tabliczką 132x132mm | http://datasheet.lovatoelectric.com/Rotary_cam_switches/POL/GN31586U.pdf | Rotary cam switch GN series, multi-step 1-2-3, 2 poles 315A, for front mounting with black handle, front plate 132X132mm | http://datasheet.lovatoelectric.com/Rotary_cam_switches/RON/GN31586U.pdf
GN31587L |  |  | Enclosed rotary cam switch GN series, multi-step 1-2-3-4, 2 poles 315A in metal enclosure 250X316mm with black handle | http://datasheet.lovatoelectric.com/Rotary_cam_switches/ENG/GN31587L.pdf | Commutatore a camme serie GN, multivia 1-2-3-4 2 poli da 315A in cassetta metallica 250X316mm con maniglia nera | http://datasheet.lovatoelectric.com/Rotary_cam_switches/ITA/GN31587L.pdf | Łącznik krzywkowy serii GN, wielopozycyjny 1-2-3-4, 2 pola, 315A, w metalowej obudowie 250x316mm i czarnym pokrętłem | http://datasheet.lovatoelectric.com/Rotary_cam_switches/POL/GN31587L.pdf | Enclosed rotary cam switch GN series, multi-step 1-2-3-4, 2 poles 315A in metal enclosure 250X316mm with black handle | http://datasheet.lovatoelectric.com/Rotary_cam_switches/RON/GN31587L.pdf
GN31587O |  |  | Rotary cam switch GN series, multi-step 1-2-3-4, 2 poles 315A, for rear mounting with black handle, front plate 132X132mm | http://datasheet.lovatoelectric.com/Rotary_cam_switches/ENG/GN31587O.pdf | Commutatore a camme serie GN, multivia 1-2-3-4 2 poli da 315A in esecuzione per montaggio a fondo quadro con maniglia nera, mostrina 132X132mm | http://datasheet.lovatoelectric.com/Rotary_cam_switches/ITA/GN31587O.pdf | Łącznik krzywkowy serii GN, wielopozycyjny 1-2-3-4, 2 pola, 315A, do montażu wewnątrz szafy z czarnym pokrętłem i tabliczką 132x132mm | http://datasheet.lovatoelectric.com/Rotary_cam_switches/POL/GN31587O.pdf | Rotary cam switch GN series, multi-step 1-2-3-4, 2 poles 315A, for rear mounting with black handle, front plate 132X132mm | http://datasheet.lovatoelectric.com/Rotary_cam_switches/RON/GN31587O.pdf
GN31587U |  |  | Rotary cam switch GN series, multi-step 1-2-3-4, 2 poles 315A, for front mounting with black handle, front plate 132X132mm | http://datasheet.lovatoelectric.com/Rotary_cam_switches/ENG/GN31587U.pdf | Commutatore a camme serie GN, multivia 1-2-3-4 2 poli da 315A in esecuzione per montaggio frontale con maniglia nera, mostrina 132X132mm | http://datasheet.lovatoelectric.com/Rotary_cam_switches/ITA/GN31587U.pdf | Łącznik krzywkowy serii GN, wielopozycyjny 1-2-3-4, 2 pola, 315A, do montażu tablicowego, z czarnym pokrętłem i tabliczką 132x132mm | http://datasheet.lovatoelectric.com/Rotary_cam_switches/POL/GN31587U.pdf | Rotary cam switch GN series, multi-step 1-2-3-4, 2 poles 315A, for front mounting with black handle, front plate 132X132mm | http://datasheet.lovatoelectric.com/Rotary_cam_switches/RON/GN31587U.pdf
GN31592L |  |  | Enclosed rotary cam switch GN series, ON-OFF switch 4 poles 315A in metal enclosure 250X316mm with black handle | http://datasheet.lovatoelectric.com/Rotary_cam_switches/ENG/GN31592L.pdf | Commutatore a camme serie GN, interruttore 4 poli da 315A in cassetta metallica 250X316mm con maniglia nera | http://datasheet.lovatoelectric.com/Rotary_cam_switches/ITA/GN31592L.pdf | Łącznik krzywkowy serii GN, rozłącznik, 4 pola, 315A, w metalowej obudowie 250x316mm i czarnym pokrętłem | http://datasheet.lovatoelectric.com/Rotary_cam_switches/POL/GN31592L.pdf | Enclosed rotary cam switch GN series, ON-OFF switch 4 poles 315A in metal enclosure 250X316mm with black handle | http://datasheet.lovatoelectric.com/Rotary_cam_switches/RON/GN31592L.pdf
GN31592O | GN31510O.jpg | http://datasheet.lovatoelectric.com/Rotary_cam_switches/products_images/GN31510O.jpg | Rotary cam switch GN series, ON-OFF switch 4 poles 315A, for rear mounting with black handle, front plate 132X132mm | http://datasheet.lovatoelectric.com/Rotary_cam_switches/ENG/GN31592O.pdf | Commutatore a camme serie GN, interruttore 4 poli da 315A in esecuzione per montaggio a fondo quadro con maniglia nera, mostrina 132X132mm | http://datasheet.lovatoelectric.com/Rotary_cam_switches/ITA/GN31592O.pdf | Łącznik krzywkowy serii GN, rozłącznik, 4 pola, 315A, do montażu wewnątrz szafy z czarnym pokrętłem i tabliczką 132x132mm | http://datasheet.lovatoelectric.com/Rotary_cam_switches/POL/GN31592O.pdf | Rotary cam switch GN series, ON-OFF switch 4 poles 315A, for rear mounting with black handle, front plate 132X132mm | http://datasheet.lovatoelectric.com/Rotary_cam_switches/RON/GN31592O.pdf
GN31592U | GN31510U.jpg | http://datasheet.lovatoelectric.com/Rotary_cam_switches/products_images/GN31510U.jpg | Rotary cam switch GN series, ON-OFF switch 4 poles 315A, for front mounting with black handle, front plate 132X132mm | http://datasheet.lovatoelectric.com/Rotary_cam_switches/ENG/GN31592U.pdf | Commutatore a camme serie GN, interruttore 4 poli da 315A in esecuzione per montaggio frontale con maniglia nera, mostrina 132X132mm | http://datasheet.lovatoelectric.com/Rotary_cam_switches/ITA/GN31592U.pdf | Łącznik krzywkowy serii GN, rozłącznik, 4 pola, 315A, do montażu tablicowego, z czarnym pokrętłem i tabliczką 132x132mm | http://datasheet.lovatoelectric.com/Rotary_cam_switches/POL/GN31592U.pdf | Rotary cam switch GN series, ON-OFF switch 4 poles 315A, for front mounting with black handle, front plate 132X132mm | http://datasheet.lovatoelectric.com/Rotary_cam_switches/RON/GN31592U.pdf
GN31593L |  |  | Enclosed rotary cam switch GN series, multi-step 1-2-3, 3 poles 315A in metal enclosure 250X316mm with black handle | http://datasheet.lovatoelectric.com/Rotary_cam_switches/ENG/GN31593L.pdf | Commutatore a camme serie GN, multivia 1-2-3 3 poli da 315A in cassetta metallica 250X316mm con maniglia nera | http://datasheet.lovatoelectric.com/Rotary_cam_switches/ITA/GN31593L.pdf | Łącznik krzywkowy serii GN, wielopozycyjny 1-2-3, 3 pola, 315A, w metalowej obudowie 250x316mm i czarnym pokrętłem | http://datasheet.lovatoelectric.com/Rotary_cam_switches/POL/GN31593L.pdf | Enclosed rotary cam switch GN series, multi-step 1-2-3, 3 poles 315A in metal enclosure 250X316mm with black handle | http://datasheet.lovatoelectric.com/Rotary_cam_switches/RON/GN31593L.pdf
GN31593O |  |  | Rotary cam switch GN series, multi-step 1-2-3, 3 poles 315A, for rear mounting with black handle, front plate 132X132mm | http://datasheet.lovatoelectric.com/Rotary_cam_switches/ENG/GN31593O.pdf | Commutatore a camme serie GN, multivia 1-2-3 3 poli da 315A in esecuzione per montaggio a fondo quadro con maniglia nera, mostrina 132X132mm | http://datasheet.lovatoelectric.com/Rotary_cam_switches/ITA/GN31593O.pdf | Łącznik krzywkowy serii GN, wielopozycyjny 1-2-3, 3 pola, 315A, do montażu wewnątrz szafy z czarnym pokrętłem i tabliczką 132x132mm | http://datasheet.lovatoelectric.com/Rotary_cam_switches/POL/GN31593O.pdf | Rotary cam switch GN series, multi-step 1-2-3, 3 poles 315A, for rear mounting with black handle, front plate 132X132mm | http://datasheet.lovatoelectric.com/Rotary_cam_switches/RON/GN31593O.pdf
GN31593U |  |  | Rotary cam switch GN series, multi-step 1-2-3, 3 poles 315A, for front mounting with black handle, front plate 132X132mm | http://datasheet.lovatoelectric.com/Rotary_cam_switches/ENG/GN31593U.pdf | Commutatore a camme serie GN, multivia 1-2-3 3 poli da 315A in esecuzione per montaggio frontale con maniglia nera, mostrina 132X132mm | http://datasheet.lovatoelectric.com/Rotary_cam_switches/ITA/GN31593U.pdf | Łącznik krzywkowy serii GN, wielopozycyjny 1-2-3, 3 pola, 315A, do montażu tablicowego, z czarnym pokrętłem i tabliczką 132x132mm | http://datasheet.lovatoelectric.com/Rotary_cam_switches/POL/GN31593U.pdf | Rotary cam switch GN series, multi-step 1-2-3, 3 poles 315A, for front mounting with black handle, front plate 132X132mm | http://datasheet.lovatoelectric.com/Rotary_cam_switches/RON/GN31593U.pdf
GN31594L |  |  | Enclosed rotary cam switch GN series, multi-step 1-2-3-4, 3 poles 315A in metal enclosure 250X316mm with black handle | http://datasheet.lovatoelectric.com/Rotary_cam_switches/ENG/GN31594L.pdf | Commutatore a camme serie GN, multivia 1-2-3-4 3 poli da 315A in cassetta metallica 250X316mm con maniglia nera | http://datasheet.lovatoelectric.com/Rotary_cam_switches/ITA/GN31594L.pdf | Łącznik krzywkowy serii GN, wielopozycyjny 1-2-3-4, 3 pola, 315A, w metalowej obudowie 250x316mm i czarnym pokrętłem | http://datasheet.lovatoelectric.com/Rotary_cam_switches/POL/GN31594L.pdf | Enclosed rotary cam switch GN series, multi-step 1-2-3-4, 3 poles 315A in metal enclosure 250X316mm with black handle | http://datasheet.lovatoelectric.com/Rotary_cam_switches/RON/GN31594L.pdf
GN31594O |  |  | Rotary cam switch GN series, multi-step 1-2-3-4, 3 poles 315A, for rear mounting with black handle, front plate 132X132mm | http://datasheet.lovatoelectric.com/Rotary_cam_switches/ENG/GN31594O.pdf | Commutatore a camme serie GN, multivia 1-2-3-4 3 poli da 315A in esecuzione per montaggio a fondo quadro con maniglia nera, mostrina 132X132mm | http://datasheet.lovatoelectric.com/Rotary_cam_switches/ITA/GN31594O.pdf | Łącznik krzywkowy serii GN, wielopozycyjny 1-2-3-4, 3 pola, 315A, do montażu wewnątrz szafy z czarnym pokrętłem i tabliczką 132x132mm | http://datasheet.lovatoelectric.com/Rotary_cam_switches/POL/GN31594O.pdf | Rotary cam switch GN series, multi-step 1-2-3-4, 3 poles 315A, for rear mounting with black handle, front plate 132X132mm | http://datasheet.lovatoelectric.com/Rotary_cam_switches/RON/GN31594O.pdf
GN31594U |  |  | Rotary cam switch GN series, multi-step 1-2-3-4, 3 poles 315A, for front mounting with black handle, front plate 132X132mm | http://datasheet.lovatoelectric.com/Rotary_cam_switches/ENG/GN31594U.pdf | Commutatore a camme serie GN, multivia 1-2-3-4 3 poli da 315A in esecuzione per montaggio frontale con maniglia nera, mostrina 132X132mm | http://datasheet.lovatoelectric.com/Rotary_cam_switches/ITA/GN31594U.pdf | Łącznik krzywkowy serii GN, wielopozycyjny 1-2-3-4, 3 pola, 315A, do montażu tablicowego, z czarnym pokrętłem i tabliczką 132x132mm | http://datasheet.lovatoelectric.com/Rotary_cam_switches/POL/GN31594U.pdf | Rotary cam switch GN series, multi-step 1-2-3-4, 3 poles 315A, for front mounting with black handle, front plate 132X132mm | http://datasheet.lovatoelectric.com/Rotary_cam_switches/RON/GN31594U.pdf
GX1603O | GX2010O.jpg | http://datasheet.lovatoelectric.com/Rotary_cam_switches/products_images/GX2010O.jpg | Rotary cam switch GX series, ON-OFF spring return switch 3 poles 16A, for rear mounting with black handle, front plate 48X48mm | http://datasheet.lovatoelectric.com/Rotary_cam_switches/ENG/GX1603O.pdf | Commutatore a camme serie GX, interruttore con ritorno a molla 3 poli da 16A in esecuzione per montaggio a fondo quadro con maniglia nera, mostrina 48X48mm | http://datasheet.lovatoelectric.com/Rotary_cam_switches/ITA/GX1603O.pdf | Łącznik krzywkowy serii GX, rozłącznik z powrotem do pozycji 0, 3 pola, 16A, do montażu wewnątrz szafy z czarnym pokrętłem i tabliczką 48x48mm | http://datasheet.lovatoelectric.com/Rotary_cam_switches/POL/GX1603O.pdf | Rotary cam switch GX series, ON-OFF spring return switch 3 poles 16A, for rear mounting with black handle, front plate 48X48mm | http://datasheet.lovatoelectric.com/Rotary_cam_switches/RON/GX1603O.pdf
GX1603P |  |  | Enclosed rotary cam switch GX series, ON-OFF spring return switch 3 poles 16A in plastic enclosure 90X90mm with black handle | http://datasheet.lovatoelectric.com/Rotary_cam_switches/ENG/GX1603P.pdf | Commutatore a camme serie GX, interruttore con ritorno a molla 3 poli da 16A in cassetta plastica 90X90mm con maniglia nera | http://datasheet.lovatoelectric.com/Rotary_cam_switches/ITA/GX1603P.pdf | Łącznik krzywkowy serii GX, rozłącznik z powrotem do pozycji 0, 3 pola, 16A, w obudowie 90x90mm i czarnym pokrętłem | http://datasheet.lovatoelectric.com/Rotary_cam_switches/POL/GX1603P.pdf | Enclosed rotary cam switch GX series, ON-OFF spring return switch 3 poles 16A in plastic enclosure 90X90mm with black handle | http://datasheet.lovatoelectric.com/Rotary_cam_switches/RON/GX1603P.pdf
GX1603U | GX2010U.jpg | http://datasheet.lovatoelectric.com/Rotary_cam_switches/products_images/GX2010U.jpg | Rotary cam switch GX series, ON-OFF spring return switch 3 poles 16A, for front mounting with black handle, front plate 48X48mm | http://datasheet.lovatoelectric.com/Rotary_cam_switches/ENG/GX1603U.pdf | Commutatore a camme serie GX, interruttore con ritorno a molla 3 poli da 16A in esecuzione per montaggio frontale con maniglia nera, mostrina 48X48mm | http://datasheet.lovatoelectric.com/Rotary_cam_switches/ITA/GX1603U.pdf | Łącznik krzywkowy serii GX, rozłącznik z powrotem do pozycji 0, 3 pola, 16A, do montażu tablicowego, z czarnym pokrętłem i tabliczką 48x48mm | http://datasheet.lovatoelectric.com/Rotary_cam_switches/POL/GX1603U.pdf | Rotary cam switch GX series, ON-OFF spring return switch 3 poles 16A, for front mounting with black handle, front plate 48X48mm | http://datasheet.lovatoelectric.com/Rotary_cam_switches/RON/GX1603U.pdf
GX1603U11 | GX2010U11.jpg | http://datasheet.lovatoelectric.com/Rotary_cam_switches/products_images/GX2010U11.jpg | Rotary cam switch GX series, ON-OFF spring return switch 3 poles 16A, for front mounting with black handle without front plate for hole Ø22mm fixing | http://datasheet.lovatoelectric.com/Rotary_cam_switches/ENG/GX1603U11.pdf | Commutatore a camme serie GX, interruttore con ritorno a molla 3 poli da 16A in esecuzione per montaggio frontale con maniglia nera senza mostrina con fissaggio foro diametro 22mm | http://datasheet.lovatoelectric.com/Rotary_cam_switches/ITA/GX1603U11.pdf | Łącznik krzywkowy serii GX, rozłącznik z powrotem do pozycji 0, 3 pola, 16A, do montażu tablicowego w otworze 22mm, z czarnym pokrętłem bez tabliczki | http://datasheet.lovatoelectric.com/Rotary_cam_switches/POL/GX1603U11.pdf | Rotary cam switch GX series, ON-OFF spring return switch 3 poles 16A, for front mounting with black handle without front plate for hole Ø22mm fixing | http://datasheet.lovatoelectric.com/Rotary_cam_switches/RON/GX1603U11.pdf
GX1603U12 | GX2010U12.jpg | http://datasheet.lovatoelectric.com/Rotary_cam_switches/products_images/GX2010U12.jpg | Rotary cam switch GX series, ON-OFF spring return switch 3 poles 16A, for front mounting without front plate with key operation for hole Ø22mm fixing | http://datasheet.lovatoelectric.com/Rotary_cam_switches/ENG/GX1603U12.pdf | Commutatore a camme serie GX, interruttore con ritorno a molla 3 poli da 16A in esecuzione per montaggio frontale senza mostrina con comando a chiave e fissaggio foro diametro 22mm | http://datasheet.lovatoelectric.com/Rotary_cam_switches/ITA/GX1603U12.pdf | Łącznik krzywkowy serii GX, rozłącznik z powrotem do pozycji 0, 3 pola, 16A, do montażu tablicowego w otworze 22mm, sterowanie kluczem, bez tabliczki | http://datasheet.lovatoelectric.com/Rotary_cam_switches/POL/GX1603U12.pdf | Rotary cam switch GX series, ON-OFF spring return switch 3 poles 16A, for front mounting without front plate with key operation for hole Ø22mm fixing | http://datasheet.lovatoelectric.com/Rotary_cam_switches/RON/GX1603U12.pdf
GX1603U47 | GX2010U47.jpg | http://datasheet.lovatoelectric.com/Rotary_cam_switches/products_images/GX2010U47.jpg | Rotary cam switch GX series, ON-OFF spring return switch 3 poles 16A, for snap on front mounting with black handle for hole Ø22mm fixing, front plate 48X48mm | http://datasheet.lovatoelectric.com/Rotary_cam_switches/ENG/GX1603U47.pdf | Commutatore a camme serie GX, interruttore con ritorno a molla 3 poli da 16A in esecuzione per montaggio frontale con maniglia nera e fissaggio a scatto per foro diametro 22mm, mostrina 48x48mm | http://datasheet.lovatoelectric.com/Rotary_cam_switches/ITA/GX1603U47.pdf | Łącznik krzywkowy serii GX, rozłącznik z powrotem do pozycji 0, 3 pola, 16A, do montażu tablicowego w otworze 22mm z czarnym pokrętłem, montowanym na zatrzask do korpusu i tabliczką 48x48mm | http://datasheet.lovatoelectric.com/Rotary_cam_switches/POL/GX1603U47.pdf | Rotary cam switch GX series, ON-OFF spring return switch 3 poles 16A, for snap on front mounting with black handle for hole Ø22mm fixing, front plate 48X48mm | http://datasheet.lovatoelectric.com/Rotary_cam_switches/RON/GX1603U47.pdf
GX1605O |  |  | Rotary cam switch GX series, ON-OFF switch 1 pole 16A, for rear mounting with black handle, front plate 48X48mm | http://datasheet.lovatoelectric.com/Rotary_cam_switches/ENG/GX1605O.pdf | Commutatore a camme serie GX, interruttore 1 polo da 16A in esecuzione per montaggio a fondo quadro con maniglia nera, mostrina 48X48mm | http://datasheet.lovatoelectric.com/Rotary_cam_switches/ITA/GX1605O.pdf | Łącznik krzywkowy serii GX, rozłącznik, 1 pole, 16A, do montażu wewnątrz szafy z czarnym pokrętłem i tabliczką 48x48mm | http://datasheet.lovatoelectric.com/Rotary_cam_switches/POL/GX1605O.pdf | Rotary cam switch GX series, ON-OFF switch 1 pole 16A, for rear mounting with black handle, front plate 48X48mm | http://datasheet.lovatoelectric.com/Rotary_cam_switches/RON/GX1605O.pdf
GX1605O48 |  |  | Rotary cam switch GX series, ON-OFF switch 1 pole 16A, modular service cover for 35mm DIN reail mounting with black handle, front plate 45X54mm | http://datasheet.lovatoelectric.com/Rotary_cam_switches/ENG/GX1605O48.pdf | Commutatore a camme serie GX, interruttore 1 polo da 16A in esecuzione modulare per montaggio su guida DIN con maniglia nera, mostrina 45X54mm | http://datasheet.lovatoelectric.com/Rotary_cam_switches/ITA/GX1605O48.pdf | Łącznik krzywkowy serii GX, rozłącznik, 1 pole, 16A, wykonanie modułowe do montażu na szynie DIN 35mm, z czarnym pokrętłem i tabliczką 45x54mm | http://datasheet.lovatoelectric.com/Rotary_cam_switches/POL/GX1605O48.pdf | Rotary cam switch GX series, ON-OFF switch 1 pole 16A, modular service cover for 35mm DIN reail mounting with black handle, front plate 45X54mm | http://datasheet.lovatoelectric.com/Rotary_cam_switches/RON/GX1605O48.pdf
GX1605O88 |  |  | Rotary cam switch GX series, ON-OFF switch 1 pole 16A, for rear mounting with red/yellow handle padlockable in 0, door coupling and protection covers, front plate 48X48mm | http://datasheet.lovatoelectric.com/Rotary_cam_switches/ENG/GX1605O88.pdf | Commutatore a camme serie GX, interruttore 1 polo da 16A in esecuzione per montaggio a fondo quadro con maniglia giallo/rossa lucchettabile in 0 con funzione blocco porta e copriterminali, mostrina 48X48mm | http://datasheet.lovatoelectric.com/Rotary_cam_switches/ITA/GX1605O88.pdf | Łącznik krzywkowy serii GX, rozłącznik, 1 pole, 16A, do montażu wewnątrz szafy, z żółto/czerwonym pokrętłem blokowanym w pozycji 0, trzpieniem, osłonami zacisków i tabliczką 48x48mm | http://datasheet.lovatoelectric.com/Rotary_cam_switches/POL/GX1605O88.pdf | Rotary cam switch GX series, ON-OFF switch 1 pole 16A, for rear mounting with red/yellow handle padlockable in 0, door coupling and protection covers, front plate 48X48mm | http://datasheet.lovatoelectric.com/Rotary_cam_switches/RON/GX1605O88.pdf
GX1605P |  |  | Enclosed rotary cam switch 7GX SERIES, ON-OFF switch 1 pole 16A in plastic enclosure 90X90mm with black handle | http://datasheet.lovatoelectric.com/Rotary_cam_switches/ENG/GX1605P.pdf | Commutatore a camme serie GX, interruttore 1 polo da 16A in cassetta plastica 90X90mm con maniglia nera | http://datasheet.lovatoelectric.com/Rotary_cam_switches/ITA/GX1605P.pdf | Łącznik krzywkowy serii 7GX, rozłącznik, 1 pole, 16A, w obudowie 90x90mm i czarnym pokrętłem | http://datasheet.lovatoelectric.com/Rotary_cam_switches/POL/GX1605P.pdf | Enclosed rotary cam switch 7GX SERIES, ON-OFF switch 1 pole 16A in plastic enclosure 90X90mm with black handle | http://datasheet.lovatoelectric.com/Rotary_cam_switches/RON/GX1605P.pdf
GX1605P25 |  |  | Enclosed rotary cam switch GX series, ON-OFF switch 1 pole 16A in plastic enclosure 90X90mm with red/yellow handle | http://datasheet.lovatoelectric.com/Rotary_cam_switches/ENG/GX1605P25.pdf | Commutatore a camme serie GX, interruttore 1 polo da 16A in cassetta plastica 90X90mm con maniglia giallo/rossa | http://datasheet.lovatoelectric.com/Rotary_cam_switches/ITA/GX1605P25.pdf | Łącznik krzywkowy serii GX, rozłącznik, 1 pole, 16A, w obudowie 90x90mm i żółto/czerwonym pokrętłem | http://datasheet.lovatoelectric.com/Rotary_cam_switches/POL/GX1605P25.pdf | Enclosed rotary cam switch GX series, ON-OFF switch 1 pole 16A in plastic enclosure 90X90mm with red/yellow handle | http://datasheet.lovatoelectric.com/Rotary_cam_switches/RON/GX1605P25.pdf
GX1605U |  |  | Rotary cam switch GX series, ON-OFF switch 1 pole 16A, for front mounting with black handle, front plate 48X48mm | http://datasheet.lovatoelectric.com/Rotary_cam_switches/ENG/GX1605U.pdf | Commutatore a camme serie GX, interruttore 1 polo da 16A in esecuzione per montaggio frontale con maniglia nera, mostrina 48X48mm | http://datasheet.lovatoelectric.com/Rotary_cam_switches/ITA/GX1605U.pdf | Łącznik krzywkowy serii GX, rozłącznik, 1 pole, 16A, do montażu tablicowego, z czarnym pokrętłem i tabliczką 48x48mm | http://datasheet.lovatoelectric.com/Rotary_cam_switches/POL/GX1605U.pdf | Rotary cam switch GX series, ON-OFF switch 1 pole 16A, for front mounting with black handle, front plate 48X48mm | http://datasheet.lovatoelectric.com/Rotary_cam_switches/RON/GX1605U.pdf
GX1605U11 |  |  | Rotary cam switch GX series, ON-OFF switch 1 pole 16A, for front mounting with black handle without front plate for hole Ø22mm fixing | http://datasheet.lovatoelectric.com/Rotary_cam_switches/ENG/GX1605U11.pdf | Commutatore a camme serie GX, interruttore 1 polo da 16A in esecuzione per montaggio frontale con maniglia nera senza mostrina con fissaggio foro diametro 22mm | http://datasheet.lovatoelectric.com/Rotary_cam_switches/ITA/GX1605U11.pdf | Łącznik krzywkowy serii GX, rozłącznik, 1 pole, 16A, do montażu tablicowego w otworze 22mm, z czarnym pokrętłem bez tabliczki | http://datasheet.lovatoelectric.com/Rotary_cam_switches/POL/GX1605U11.pdf | Rotary cam switch GX series, ON-OFF switch 1 pole 16A, for front mounting with black handle without front plate for hole Ø22mm fixing | http://datasheet.lovatoelectric.com/Rotary_cam_switches/RON/GX1605U11.pdf
GX1605U12 |  |  | Rotary cam switch GX series, ON-OFF switch 1 pole 16A, for front mounting without front plate with key operation for hole Ø22mm fixing | http://datasheet.lovatoelectric.com/Rotary_cam_switches/ENG/GX1605U12.pdf | Commutatore a camme serie GX, interruttore 1 polo da 16A in esecuzione per montaggio frontale senza mostrina con comando a chiave e fissaggio foro diametro 22mm | http://datasheet.lovatoelectric.com/Rotary_cam_switches/ITA/GX1605U12.pdf | Łącznik krzywkowy serii GX, rozłącznik, 1 pole, 16A, do montażu tablicowego w otworze 22mm, sterowanie kluczem, bez tabliczki | http://datasheet.lovatoelectric.com/Rotary_cam_switches/POL/GX1605U12.pdf | Rotary cam switch GX series, ON-OFF switch 1 pole 16A, for front mounting without front plate with key operation for hole Ø22mm fixing | http://datasheet.lovatoelectric.com/Rotary_cam_switches/RON/GX1605U12.pdf
GX1605U25 |  |  | Rotary cam switch GX series, ON-OFF switch 1 pole 16A, for front mounting with red/yellow handle padlockable in 0 and protection covers, front plate 48X48mm | http://datasheet.lovatoelectric.com/Rotary_cam_switches/ENG/GX1605U25.pdf | Commutatore a camme serie GX, interruttore 1 polo da 16A in esecuzione per montaggio frontale con maniglia giallo/rossa lucchettabile in 0 e copriterminali, mostrina 48X48mm | http://datasheet.lovatoelectric.com/Rotary_cam_switches/ITA/GX1605U25.pdf | Łącznik krzywkowy serii GX, rozłącznik, 1 pole, 16A, do montażu tablicowego, z żółto/czerwonym pokrętłem blokowanym w pozycji 0, osłonami zacisków i tabliczką 48x48mm | http://datasheet.lovatoelectric.com/Rotary_cam_switches/POL/GX1605U25.pdf | Rotary cam switch GX series, ON-OFF switch 1 pole 16A, for front mounting with red/yellow handle padlockable in 0 and protection covers, front plate 48X48mm | http://datasheet.lovatoelectric.com/Rotary_cam_switches/RON/GX1605U25.pdf
GX1605U47 |  |  | Rotary cam switch GX series, ON-OFF switch 1 pole 16A, for snap on front mounting with black handle for hole Ø22mm fixing, front plate 48X48mm | http://datasheet.lovatoelectric.com/Rotary_cam_switches/ENG/GX1605U47.pdf | Commutatore a camme serie GX, interruttore 1 polo da 16A in esecuzione per montaggio frontale con maniglia nera e fissaggio a scatto per foro diametro 22mm, mostrina 48x48mm | http://datasheet.lovatoelectric.com/Rotary_cam_switches/ITA/GX1605U47.pdf | Łącznik krzywkowy serii GX, rozłącznik, 1 pole, 16A, do montażu tablicowego w otworze 22mm z czarnym pokrętłem, montowanym na zatrzask do korpusu i tabliczką 48x48mm | http://datasheet.lovatoelectric.com/Rotary_cam_switches/POL/GX1605U47.pdf | Rotary cam switch GX series, ON-OFF switch 1 pole 16A, for snap on front mounting with black handle for hole Ø22mm fixing, front plate 48X48mm | http://datasheet.lovatoelectric.com/Rotary_cam_switches/RON/GX1605U47.pdf
GX1606O |  |  | Rotary cam switch GX series, ON-OFF switch 2 poles 16A, for rear mounting with black handle, front plate 48X48mm | http://datasheet.lovatoelectric.com/Rotary_cam_switches/ENG/GX1606O.pdf | Commutatore a camme serie GX, interruttore 2 poli da 16A in esecuzione per montaggio a fondo quadro con maniglia nera, mostrina 48X48mm | http://datasheet.lovatoelectric.com/Rotary_cam_switches/ITA/GX1606O.pdf | Łącznik krzywkowy serii GX, rozłącznik, 2 pola, 16A, do montażu wewnątrz szafy z czarnym pokrętłem i tabliczką 48x48mm | http://datasheet.lovatoelectric.com/Rotary_cam_switches/POL/GX1606O.pdf | Rotary cam switch GX series, ON-OFF switch 2 poles 16A, for rear mounting with black handle, front plate 48X48mm | http://datasheet.lovatoelectric.com/Rotary_cam_switches/RON/GX1606O.pdf
GX1606O48 |  |  | Rotary cam switch GX series, ON-OFF switch 2 poles 16A, modular service cover for 35mm DIN reail mounting with black handle, front plate 45X54mm | http://datasheet.lovatoelectric.com/Rotary_cam_switches/ENG/GX1606O48.pdf | Commutatore a camme serie GX, interruttore 2 poli da 16A in esecuzione modulare per montaggio su guida DIN con maniglia nera, mostrina 45X54mm | http://datasheet.lovatoelectric.com/Rotary_cam_switches/ITA/GX1606O48.pdf | Łącznik krzywkowy serii GX, rozłącznik, 2 pola, 16A, wykonanie modułowe do montażu na szynie DIN 35mm, z czarnym pokrętłem i tabliczką 45x54mm | http://datasheet.lovatoelectric.com/Rotary_cam_switches/POL/GX1606O48.pdf | Rotary cam switch GX series, ON-OFF switch 2 poles 16A, modular service cover for 35mm DIN reail mounting with black handle, front plate 45X54mm | http://datasheet.lovatoelectric.com/Rotary_cam_switches/RON/GX1606O48.pdf
GX1606O88 |  |  | Rotary cam switch GX series, ON-OFF switch 2 poles 16A, for rear mounting with red/yellow handle padlockable in 0, door coupling and protection covers, front plate 48X48mm | http://datasheet.lovatoelectric.com/Rotary_cam_switches/ENG/GX1606O88.pdf | Commutatore a camme serie GX, interruttore 2 poli da 16A in esecuzione per montaggio a fondo quadro con maniglia giallo/rossa lucchettabile in 0 con funzione blocco porta e copriterminali, mostrina 48X48mm | http://datasheet.lovatoelectric.com/Rotary_cam_switches/ITA/GX1606O88.pdf | Łącznik krzywkowy serii GX, rozłącznik, 2 pola, 16A, do montażu wewnątrz szafy, z żółto/czerwonym pokrętłem blokowanym w pozycji 0, trzpieniem, osłonami zacisków i tabliczką 48x48mm | http://datasheet.lovatoelectric.com/Rotary_cam_switches/POL/GX1606O88.pdf | Rotary cam switch GX series, ON-OFF switch 2 poles 16A, for rear mounting with red/yellow handle padlockable in 0, door coupling and protection covers, front plate 48X48mm | http://datasheet.lovatoelectric.com/Rotary_cam_switches/RON/GX1606O88.pdf
GX1606P |  |  | Enclosed rotary cam switch 7GX series, ON-OFF switch 2 poles 16A in plastic enclosure 90X90mm with black handle | http://datasheet.lovatoelectric.com/Rotary_cam_switches/ENG/GX1606P.pdf | Commutatore a camme serie GX, interruttore 2 poli da 16A in cassetta plastica 90X90mm con maniglia nera | http://datasheet.lovatoelectric.com/Rotary_cam_switches/ITA/GX1606P.pdf | Łącznik krzywkowy serii 7GX, rozłącznik, 2 pola, 16A, w obudowie 90x90mm i czarnym pokrętłem | http://datasheet.lovatoelectric.com/Rotary_cam_switches/POL/GX1606P.pdf | Enclosed rotary cam switch 7GX series, ON-OFF switch 2 poles 16A in plastic enclosure 90X90mm with black handle | http://datasheet.lovatoelectric.com/Rotary_cam_switches/RON/GX1606P.pdf
GX1606P25 |  |  | Enclosed rotary cam switch GX series, ON-OFF switch 2 poles 16A in plastic enclosure 90X90mm with red/yellow handle | http://datasheet.lovatoelectric.com/Rotary_cam_switches/ENG/GX1606P25.pdf | Commutatore a camme serie GX, interruttore 2 poli da 16A in cassetta plastica 90X90mm con maniglia giallo/rossa | http://datasheet.lovatoelectric.com/Rotary_cam_switches/ITA/GX1606P25.pdf | Łącznik krzywkowy serii GX, rozłącznik, 2 pola, 16A, w obudowie 90x90mm i żółto/czerwonym pokrętłem | http://datasheet.lovatoelectric.com/Rotary_cam_switches/POL/GX1606P25.pdf | Enclosed rotary cam switch GX series, ON-OFF switch 2 poles 16A in plastic enclosure 90X90mm with red/yellow handle | http://datasheet.lovatoelectric.com/Rotary_cam_switches/RON/GX1606P25.pdf
GX1606U |  |  | Rotary cam switch GX series, ON-OFF switch 2 poles 16A, for front mounting with black handle, front plate 48X48mm | http://datasheet.lovatoelectric.com/Rotary_cam_switches/ENG/GX1606U.pdf | Commutatore a camme serie GX, interruttore 2 poli da 16A in esecuzione per montaggio frontale con maniglia nera, mostrina 48X48mm | http://datasheet.lovatoelectric.com/Rotary_cam_switches/ITA/GX1606U.pdf | Łącznik krzywkowy serii GX, rozłącznik, 2 pola, 16A, do montażu tablicowego, z czarnym pokrętłem i tabliczką 48x48mm | http://datasheet.lovatoelectric.com/Rotary_cam_switches/POL/GX1606U.pdf | Rotary cam switch GX series, ON-OFF switch 2 poles 16A, for front mounting with black handle, front plate 48X48mm | http://datasheet.lovatoelectric.com/Rotary_cam_switches/RON/GX1606U.pdf
GX1606U11 |  |  | Rotary cam switch GX series, ON-OFF switch 2 poles 16A, for front mounting with black handle without front plate for hole Ø22mm fixing | http://datasheet.lovatoelectric.com/Rotary_cam_switches/ENG/GX1606U11.pdf | Commutatore a camme serie GX, interruttore 2 poli da 16A in esecuzione per montaggio frontale con maniglia nera senza mostrina con fissaggio foro diametro 22mm | http://datasheet.lovatoelectric.com/Rotary_cam_switches/ITA/GX1606U11.pdf | Łącznik krzywkowy serii GX, rozłącznik, 2 pola, 16A, do montażu tablicowego w otworze 22mm, z czarnym pokrętłem bez tabliczki | http://datasheet.lovatoelectric.com/Rotary_cam_switches/POL/GX1606U11.pdf | Rotary cam switch GX series, ON-OFF switch 2 poles 16A, for front mounting with black handle without front plate for hole Ø22mm fixing | http://datasheet.lovatoelectric.com/Rotary_cam_switches/RON/GX1606U11.pdf
GX1606U12 |  |  | Rotary cam switch GX series, ON-OFF switch 2 poles 16A, for front mounting without front plate with key operation for hole Ø22mm fixing | http://datasheet.lovatoelectric.com/Rotary_cam_switches/ENG/GX1606U12.pdf | Commutatore a camme serie GX, interruttore 2 poli da 16A in esecuzione per montaggio frontale senza mostrina con comando a chiave e fissaggio foro diametro 22mm | http://datasheet.lovatoelectric.com/Rotary_cam_switches/ITA/GX1606U12.pdf | Łącznik krzywkowy serii GX, rozłącznik, 2 pola, 16A, do montażu tablicowego w otworze 22mm, sterowanie kluczem, bez tabliczki | http://datasheet.lovatoelectric.com/Rotary_cam_switches/POL/GX1606U12.pdf | Rotary cam switch GX series, ON-OFF switch 2 poles 16A, for front mounting without front plate with key operation for hole Ø22mm fixing | http://datasheet.lovatoelectric.com/Rotary_cam_switches/RON/GX1606U12.pdf
GX1606U25 |  |  | Rotary cam switch GX series, ON-OFF switch 2 poles 16A, for front mounting with red/yellow handle padlockable in 0 and protection covers, front plate 48X48mm | http://datasheet.lovatoelectric.com/Rotary_cam_switches/ENG/GX1606U25.pdf | Commutatore a camme serie GX, interruttore 2 poli da 16A in esecuzione per montaggio frontale con maniglia giallo/rossa lucchettabile in 0 e copriterminali, mostrina 48X48mm | http://datasheet.lovatoelectric.com/Rotary_cam_switches/ITA/GX1606U25.pdf | Łącznik krzywkowy serii GX, rozłącznik, 2 pola, 16A, do montażu tablicowego, z żółto/czerwonym pokrętłem blokowanym w pozycji 0, osłonami zacisków i tabliczką 48x48mm | http://datasheet.lovatoelectric.com/Rotary_cam_switches/POL/GX1606U25.pdf | Rotary cam switch GX series, ON-OFF switch 2 poles 16A, for front mounting with red/yellow handle padlockable in 0 and protection covers, front plate 48X48mm | http://datasheet.lovatoelectric.com/Rotary_cam_switches/RON/GX1606U25.pdf
GX1606U47 |  |  | Rotary cam switch GX series, ON-OFF switch 2 poles 16A, for snap on front mounting with black handle for hole Ø22mm fixing, front plate 48X48mm | http://datasheet.lovatoelectric.com/Rotary_cam_switches/ENG/GX1606U47.pdf | Commutatore a camme serie GX, interruttore 2 poli da 16A in esecuzione per montaggio frontale con maniglia nera e fissaggio a scatto per foro diametro 22mm, mostrina 48x48mm | http://datasheet.lovatoelectric.com/Rotary_cam_switches/ITA/GX1606U47.pdf | Łącznik krzywkowy serii GX, rozłącznik, 2 pola, 16A, do montażu tablicowego w otworze 22mm z czarnym pokrętłem, montowanym na zatrzask do korpusu i tabliczką 48x48mm | http://datasheet.lovatoelectric.com/Rotary_cam_switches/POL/GX1606U47.pdf | Rotary cam switch GX series, ON-OFF switch 2 poles 16A, for snap on front mounting with black handle for hole Ø22mm fixing, front plate 48X48mm | http://datasheet.lovatoelectric.com/Rotary_cam_switches/RON/GX1606U47.pdf
GX1607O |  |  | Rotary cam switch GX series, ON-OFF switch 3 poles 16A, for rear mounting with black handle, front plate 48X48mm | http://datasheet.lovatoelectric.com/Rotary_cam_switches/ENG/GX1607O.pdf | Commutatore a camme serie GX, interruttore 3 poli da 16A in esecuzione per montaggio a fondo quadro con maniglia nera, mostrina 48X48mm | http://datasheet.lovatoelectric.com/Rotary_cam_switches/ITA/GX1607O.pdf | Łącznik krzywkowy serii GX, rozłącznik, 3 pola, 16A, do montażu wewnątrz szafy z czarnym pokrętłem i tabliczką 48x48mm | http://datasheet.lovatoelectric.com/Rotary_cam_switches/POL/GX1607O.pdf | Rotary cam switch GX series, ON-OFF switch 3 poles 16A, for rear mounting with black handle, front plate 48X48mm | http://datasheet.lovatoelectric.com/Rotary_cam_switches/RON/GX1607O.pdf
GX1607O48 |  |  | Rotary cam switch GX series, ON-OFF switch 3 poles 16A, modular service cover for 35mm DIN reail mounting with black handle, front plate 45X54mm | http://datasheet.lovatoelectric.com/Rotary_cam_switches/ENG/GX1607O48.pdf | Commutatore a camme serie GX, interruttore 3 poli da 16A in esecuzione modulare per montaggio su guida DIN con maniglia nera, mostrina 45X54mm | http://datasheet.lovatoelectric.com/Rotary_cam_switches/ITA/GX1607O48.pdf | Łącznik krzywkowy serii GX, rozłącznik, 3 pola, 16A, wykonanie modułowe do montażu na szynie DIN 35mm, z czarnym pokrętłem i tabliczką 45x54mm | http://datasheet.lovatoelectric.com/Rotary_cam_switches/POL/GX1607O48.pdf | Rotary cam switch GX series, ON-OFF switch 3 poles 16A, modular service cover for 35mm DIN reail mounting with black handle, front plate 45X54mm | http://datasheet.lovatoelectric.com/Rotary_cam_switches/RON/GX1607O48.pdf
GX1607O88 |  |  | Rotary cam switch GX series, ON-OFF switch 3 poles 16A, for rear mounting with red/yellow handle padlockable in 0, door coupling and protection covers, front plate 48X48mm | http://datasheet.lovatoelectric.com/Rotary_cam_switches/ENG/GX1607O88.pdf | Commutatore a camme serie GX, interruttore 3 poli da 16A in esecuzione per montaggio a fondo quadro con maniglia giallo/rossa lucchettabile in 0 con funzione blocco porta e copriterminali, mostrina 48X48mm | http://datasheet.lovatoelectric.com/Rotary_cam_switches/ITA/GX1607O88.pdf | Łącznik krzywkowy serii GX, rozłącznik, 3 pola, 16A, do montażu wewnątrz szafy, z żółto/czerwonym pokrętłem blokowanym w pozycji 0, trzpieniem, osłonami zacisków i tabliczką 48x48mm | http://datasheet.lovatoelectric.com/Rotary_cam_switches/POL/GX1607O88.pdf | Rotary cam switch GX series, ON-OFF switch 3 poles 16A, for rear mounting with red/yellow handle padlockable in 0, door coupling and protection covers, front plate 48X48mm | http://datasheet.lovatoelectric.com/Rotary_cam_switches/RON/GX1607O88.pdf
GX1607P |  |  | Enclosed rotary cam switch GX series, ON-OFF switch 3 poles 16A in plastic enclosure 90X90mm with black handle | http://datasheet.lovatoelectric.com/Rotary_cam_switches/ENG/GX1607P.pdf | Commutatore a camme serie GX, interruttore 3 poli da 16A in cassetta plastica 90X90mm con maniglia nera | http://datasheet.lovatoelectric.com/Rotary_cam_switches/ITA/GX1607P.pdf | Łącznik krzywkowy serii GX, rozłącznik, 3 pola, 16A, w obudowie 90x90mm i czarnym pokrętłem | http://datasheet.lovatoelectric.com/Rotary_cam_switches/POL/GX1607P.pdf | Enclosed rotary cam switch GX series, ON-OFF switch 3 poles 16A in plastic enclosure 90X90mm with black handle | http://datasheet.lovatoelectric.com/Rotary_cam_switches/RON/GX1607P.pdf
GX1607P25 |  |  | Enclosed rotary cam switch GX series, ON-OFF switch 3 poles 16A in plastic enclosure 90X90mm with red/yellow handle | http://datasheet.lovatoelectric.com/Rotary_cam_switches/ENG/GX1607P25.pdf | Commutatore a camme serie GX, interruttore 3 poli da 16A in cassetta plastica 90X90mm con maniglia giallo/rossa | http://datasheet.lovatoelectric.com/Rotary_cam_switches/ITA/GX1607P25.pdf | Łącznik krzywkowy serii GX, rozłącznik, 3 pola, 16A, w obudowie 90x90mm i żółto/czerwonym pokrętłem | http://datasheet.lovatoelectric.com/Rotary_cam_switches/POL/GX1607P25.pdf | Enclosed rotary cam switch GX series, ON-OFF switch 3 poles 16A in plastic enclosure 90X90mm with red/yellow handle | http://datasheet.lovatoelectric.com/Rotary_cam_switches/RON/GX1607P25.pdf
GX1607U |  |  | Rotary cam switch GX series, ON-OFF switch 3 poles 16A, for front mounting with black handle, front plate 48X48mm | http://datasheet.lovatoelectric.com/Rotary_cam_switches/ENG/GX1607U.pdf | Commutatore a camme serie GX, interruttore 3 poli da 16A in esecuzione per montaggio frontale con maniglia nera, mostrina 48X48mm | http://datasheet.lovatoelectric.com/Rotary_cam_switches/ITA/GX1607U.pdf | Łącznik krzywkowy serii GX, rozłącznik, 3 pola, 16A, do montażu tablicowego, z czarnym pokrętłem i tabliczką 48x48mm | http://datasheet.lovatoelectric.com/Rotary_cam_switches/POL/GX1607U.pdf | Rotary cam switch GX series, ON-OFF switch 3 poles 16A, for front mounting with black handle, front plate 48X48mm | http://datasheet.lovatoelectric.com/Rotary_cam_switches/RON/GX1607U.pdf
GX1607U11 |  |  | Rotary cam switch GX series, ON-OFF switch 3 poles 16A, for front mounting with black handle without front plate for hole Ø22mm fixing | http://datasheet.lovatoelectric.com/Rotary_cam_switches/ENG/GX1607U11.pdf | Commutatore a camme serie GX, interruttore 3 poli da 16A in esecuzione per montaggio frontale con maniglia nera senza mostrina con fissaggio foro diametro 22mm | http://datasheet.lovatoelectric.com/Rotary_cam_switches/ITA/GX1607U11.pdf | Łącznik krzywkowy serii GX, rozłącznik, 3 pola, 16A, do montażu tablicowego w otworze 22mm, z czarnym pokrętłem bez tabliczki | http://datasheet.lovatoelectric.com/Rotary_cam_switches/POL/GX1607U11.pdf | Rotary cam switch GX series, ON-OFF switch 3 poles 16A, for front mounting with black handle without front plate for hole Ø22mm fixing | http://datasheet.lovatoelectric.com/Rotary_cam_switches/RON/GX1607U11.pdf
GX1607U12 |  |  | Rotary cam switch GX series, ON-OFF switch 3 poles 16A, for front mounting without front plate with key operation for hole Ø22mm fixing | http://datasheet.lovatoelectric.com/Rotary_cam_switches/ENG/GX1607U12.pdf | Commutatore a camme serie GX, interruttore 3 poli da 16A in esecuzione per montaggio frontale senza mostrina con comando a chiave e fissaggio foro diametro 22mm | http://datasheet.lovatoelectric.com/Rotary_cam_switches/ITA/GX1607U12.pdf | Łącznik krzywkowy serii GX, rozłącznik, 3 pola, 16A, do montażu tablicowego w otworze 22mm, sterowanie kluczem, bez tabliczki | http://datasheet.lovatoelectric.com/Rotary_cam_switches/POL/GX1607U12.pdf | Rotary cam switch GX series, ON-OFF switch 3 poles 16A, for front mounting without front plate with key operation for hole Ø22mm fixing | http://datasheet.lovatoelectric.com/Rotary_cam_switches/RON/GX1607U12.pdf
GX1607U25 |  |  | Rotary cam switch GX series, ON-OFF switch 3 poles 16A, for front mounting with red/yellow handle padlockable in 0 and protection covers, front plate 48X48mm | http://datasheet.lovatoelectric.com/Rotary_cam_switches/ENG/GX1607U25.pdf | Commutatore a camme serie GX, interruttore 3 poli da 16A in esecuzione per montaggio frontale con maniglia giallo/rossa lucchettabile in 0 e copriterminali, mostrina 48X48mm | http://datasheet.lovatoelectric.com/Rotary_cam_switches/ITA/GX1607U25.pdf | Łącznik krzywkowy serii GX, rozłącznik, 3 pola, 16A, do montażu tablicowego, z żółto/czerwonym pokrętłem blokowanym w pozycji 0, osłonami zacisków i tabliczką 48x48mm | http://datasheet.lovatoelectric.com/Rotary_cam_switches/POL/GX1607U25.pdf | Rotary cam switch GX series, ON-OFF switch 3 poles 16A, for front mounting with red/yellow handle padlockable in 0 and protection covers, front plate 48X48mm | http://datasheet.lovatoelectric.com/Rotary_cam_switches/RON/GX1607U25.pdf
GX1607U47 |  |  | Rotary cam switch GX series, ON-OFF switch 3 poles 16A, for snap on front mounting with black handle for hole Ø22mm fixing, front plate 48X48mm | http://datasheet.lovatoelectric.com/Rotary_cam_switches/ENG/GX1607U47.pdf | Commutatore a camme serie GX, interruttore 3 poli da 16A in esecuzione per montaggio frontale con maniglia nera e fissaggio a scatto per foro diametro 22mm, mostrina 48x48mm | http://datasheet.lovatoelectric.com/Rotary_cam_switches/ITA/GX1607U47.pdf | Łącznik krzywkowy serii GX, rozłącznik, 3 pola, 16A, do montażu tablicowego w otworze 22mm z czarnym pokrętłem, montowanym na zatrzask do korpusu i tabliczką 48x48mm | http://datasheet.lovatoelectric.com/Rotary_cam_switches/POL/GX1607U47.pdf | Rotary cam switch GX series, ON-OFF switch 3 poles 16A, for snap on front mounting with black handle for hole Ø22mm fixing, front plate 48X48mm | http://datasheet.lovatoelectric.com/Rotary_cam_switches/RON/GX1607U47.pdf
GX1608O |  |  | Rotary cam switch GX series, ON-OFF switch 4 poles 16A, for rear mounting with black handle, front plate 48X48mm | http://datasheet.lovatoelectric.com/Rotary_cam_switches/ENG/GX1608O.pdf | Commutatore a camme serie GX, interruttore 4 poli da 16A in esecuzione per montaggio a fondo quadro con maniglia nera, mostrina 48X48mm | http://datasheet.lovatoelectric.com/Rotary_cam_switches/ITA/GX1608O.pdf | Łącznik krzywkowy serii GX, rozłącznik, 4 pola, 16A, do montażu wewnątrz szafy z czarnym pokrętłem i tabliczką 48x48mm | http://datasheet.lovatoelectric.com/Rotary_cam_switches/POL/GX1608O.pdf | Rotary cam switch GX series, ON-OFF switch 4 poles 16A, for rear mounting with black handle, front plate 48X48mm | http://datasheet.lovatoelectric.com/Rotary_cam_switches/RON/GX1608O.pdf
GX1608O48 |  |  | Rotary cam switch GX series, ON-OFF switch 4 poles 16A, modular service cover for 35mm DIN reail mounting with black handle, front plate 45X54mm | http://datasheet.lovatoelectric.com/Rotary_cam_switches/ENG/GX1608O48.pdf | Commutatore a camme serie GX, interruttore 4 poli da 16A in esecuzione modulare per montaggio su guida DIN con maniglia nera, mostrina 45X54mm | http://datasheet.lovatoelectric.com/Rotary_cam_switches/ITA/GX1608O48.pdf | Łącznik krzywkowy serii GX, rozłącznik, 4 pola, 16A, wykonanie modułowe do montażu na szynie DIN 35mm, z czarnym pokrętłem i tabliczką 45x54mm | http://datasheet.lovatoelectric.com/Rotary_cam_switches/POL/GX1608O48.pdf | Rotary cam switch GX series, ON-OFF switch 4 poles 16A, modular service cover for 35mm DIN reail mounting with black handle, front plate 45X54mm | http://datasheet.lovatoelectric.com/Rotary_cam_switches/RON/GX1608O48.pdf
GX1608O88 |  |  | Rotary cam switch GX series, ON-OFF switch 4 poles 16A, for rear mounting with red/yellow handle padlockable in 0, door coupling and protection covers, front plate 48X48mm | http://datasheet.lovatoelectric.com/Rotary_cam_switches/ENG/GX1608O88.pdf | Commutatore a camme serie GX, interruttore 4 poli da 16A in esecuzione per montaggio a fondo quadro con maniglia giallo/rossa lucchettabile in 0 con funzione blocco porta e copriterminali, mostrina 48X48mm | http://datasheet.lovatoelectric.com/Rotary_cam_switches/ITA/GX1608O88.pdf | Łącznik krzywkowy serii GX, rozłącznik, 4 pola, 16A, do montażu wewnątrz szafy, z żółto/czerwonym pokrętłem blokowanym w pozycji 0, trzpieniem, osłonami zacisków i tabliczką 48x48mm | http://datasheet.lovatoelectric.com/Rotary_cam_switches/POL/GX1608O88.pdf | Rotary cam switch GX series, ON-OFF switch 4 poles 16A, for rear mounting with red/yellow handle padlockable in 0, door coupling and protection covers, front plate 48X48mm | http://datasheet.lovatoelectric.com/Rotary_cam_switches/RON/GX1608O88.pdf
GX1608P |  |  | Enclosed rotary cam switch GX series, ON-OFF switch 4 poles 16A in plastic enclosure 90X90mm with black handle | http://datasheet.lovatoelectric.com/Rotary_cam_switches/ENG/GX1608P.pdf | Commutatore a camme serie GX, interruttore 4 poli da 16A in cassetta plastica 90X90mm con maniglia nera | http://datasheet.lovatoelectric.com/Rotary_cam_switches/ITA/GX1608P.pdf | Łącznik krzywkowy serii GX, rozłącznik, 4 pola, 16A, w obudowie 90x90mm i czarnym pokrętłem | http://datasheet.lovatoelectric.com/Rotary_cam_switches/POL/GX1608P.pdf | Enclosed rotary cam switch GX series, ON-OFF switch 4 poles 16A in plastic enclosure 90X90mm with black handle | http://datasheet.lovatoelectric.com/Rotary_cam_switches/RON/GX1608P.pdf
GX1608P25 |  |  | Enclosed rotary cam switch GX series, ON-OFF switch 4 poles 16A in plastic enclosure 90X90mm with red/yellow handle | http://datasheet.lovatoelectric.com/Rotary_cam_switches/ENG/GX1608P25.pdf | Commutatore a camme serie GX, interruttore 4 poli da 16A in cassetta plastica 90X90mm con maniglia giallo/rossa | http://datasheet.lovatoelectric.com/Rotary_cam_switches/ITA/GX1608P25.pdf | Łącznik krzywkowy serii GX, rozłącznik, 4 pola, 16A, w obudowie 90x90mm i żółto/czerwonym pokrętłem | http://datasheet.lovatoelectric.com/Rotary_cam_switches/POL/GX1608P25.pdf | Enclosed rotary cam switch GX series, ON-OFF switch 4 poles 16A in plastic enclosure 90X90mm with red/yellow handle | http://datasheet.lovatoelectric.com/Rotary_cam_switches/RON/GX1608P25.pdf
GX1608U |  |  | Rotary cam switch GX series, ON-OFF switch 4 poles 16A, for front mounting with black handle, front plate 48X48mm | http://datasheet.lovatoelectric.com/Rotary_cam_switches/ENG/GX1608U.pdf | Commutatore a camme serie GX, interruttore 4 poli da 16A in esecuzione per montaggio frontale con maniglia nera, mostrina 48X48mm | http://datasheet.lovatoelectric.com/Rotary_cam_switches/ITA/GX1608U.pdf | Łącznik krzywkowy serii GX, rozłącznik, 4 pola, 16A, do montażu tablicowego, z czarnym pokrętłem i tabliczką 48x48mm | http://datasheet.lovatoelectric.com/Rotary_cam_switches/POL/GX1608U.pdf | Rotary cam switch GX series, ON-OFF switch 4 poles 16A, for front mounting with black handle, front plate 48X48mm | http://datasheet.lovatoelectric.com/Rotary_cam_switches/RON/GX1608U.pdf
GX1608U11 |  |  | Rotary cam switch GX series, ON-OFF switch 4 poles 16A, for front mounting with black handle without front plate for hole Ø22mm fixing | http://datasheet.lovatoelectric.com/Rotary_cam_switches/ENG/GX1608U11.pdf | Commutatore a camme serie GX, interruttore 4 poli da 16A in esecuzione per montaggio frontale con maniglia nera senza mostrina con fissaggio foro diametro 22mm | http://datasheet.lovatoelectric.com/Rotary_cam_switches/ITA/GX1608U11.pdf | Łącznik krzywkowy serii GX, rozłącznik, 4 pola, 16A, do montażu tablicowego w otworze 22mm, z czarnym pokrętłem bez tabliczki | http://datasheet.lovatoelectric.com/Rotary_cam_switches/POL/GX1608U11.pdf | Rotary cam switch GX series, ON-OFF switch 4 poles 16A, for front mounting with black handle without front plate for hole Ø22mm fixing | http://datasheet.lovatoelectric.com/Rotary_cam_switches/RON/GX1608U11.pdf
GX1608U12 |  |  | Rotary cam switch GX series, ON-OFF switch 4 poles 16A, for front mounting without front plate with key operation for hole Ø22mm fixing | http://datasheet.lovatoelectric.com/Rotary_cam_switches/ENG/GX1608U12.pdf | Commutatore a camme serie GX, interruttore 4 poli da 16A in esecuzione per montaggio frontale senza mostrina con comando a chiave e fissaggio foro diametro 22mm | http://datasheet.lovatoelectric.com/Rotary_cam_switches/ITA/GX1608U12.pdf | Łącznik krzywkowy serii GX, rozłącznik, 4 pola, 16A, do montażu tablicowego w otworze 22mm, sterowanie kluczem, bez tabliczki | http://datasheet.lovatoelectric.com/Rotary_cam_switches/POL/GX1608U12.pdf | Rotary cam switch GX series, ON-OFF switch 4 poles 16A, for front mounting without front plate with key operation for hole Ø22mm fixing | http://datasheet.lovatoelectric.com/Rotary_cam_switches/RON/GX1608U12.pdf
GX1608U25 |  |  | Rotary cam switch GX series, ON-OFF switch 4 poles 16A, for front mounting with red/yellow handle padlockable in 0 and protection covers, front plate 48X48mm | http://datasheet.lovatoelectric.com/Rotary_cam_switches/ENG/GX1608U25.pdf | Commutatore a camme serie GX, interruttore 4 poli da 16A in esecuzione per montaggio frontale con maniglia giallo/rossa lucchettabile in 0 e copriterminali, mostrina 48X48mm | http://datasheet.lovatoelectric.com/Rotary_cam_switches/ITA/GX1608U25.pdf | Łącznik krzywkowy serii GX, rozłącznik, 4 pola, 16A, do montażu tablicowego, z żółto/czerwonym pokrętłem blokowanym w pozycji 0, osłonami zacisków i tabliczką 48x48mm | http://datasheet.lovatoelectric.com/Rotary_cam_switches/POL/GX1608U25.pdf | Rotary cam switch GX series, ON-OFF switch 4 poles 16A, for front mounting with red/yellow handle padlockable in 0 and protection covers, front plate 48X48mm | http://datasheet.lovatoelectric.com/Rotary_cam_switches/RON/GX1608U25.pdf
GX1608U47 |  |  | Rotary cam switch GX series, ON-OFF switch 4 poles 16A, for snap on front mounting with black handle for hole Ø22mm fixing, front plate 48X48mm | http://datasheet.lovatoelectric.com/Rotary_cam_switches/ENG/GX1608U47.pdf | Commutatore a camme serie GX, interruttore 4 poli da 16A in esecuzione per montaggio frontale con maniglia nera e fissaggio a scatto per foro diametro 22mm, mostrina 48x48mm | http://datasheet.lovatoelectric.com/Rotary_cam_switches/ITA/GX1608U47.pdf | Łącznik krzywkowy serii GX, rozłącznik, 4 pola, 16A, do montażu tablicowego w otworze 22mm z czarnym pokrętłem, montowanym na zatrzask do korpusu i tabliczką 48x48mm | http://datasheet.lovatoelectric.com/Rotary_cam_switches/POL/GX1608U47.pdf | Rotary cam switch GX series, ON-OFF switch 4 poles 16A, for snap on front mounting with black handle for hole Ø22mm fixing, front plate 48X48mm | http://datasheet.lovatoelectric.com/Rotary_cam_switches/RON/GX1608U47.pdf
GX16107O |  |  | Rotary cam switch GX series, multi-step 0-1-2, 1 pole 16A, for rear mounting with black handle, front plate 48X48mm | http://datasheet.lovatoelectric.com/Rotary_cam_switches/ENG/GX16107O.pdf | Commutatore a camme serie GX, multivia 0-1-2 1 polo da 16A in esecuzione per montaggio a fondo quadro con maniglia nera, mostrina 48X48mm | http://datasheet.lovatoelectric.com/Rotary_cam_switches/ITA/GX16107O.pdf | Łącznik krzywkowy serii GX, wielopozycyjny 0-1-2, 1 pole, 16A, do montażu wewnątrz szafy z czarnym pokrętłem i tabliczką 48x48mm | http://datasheet.lovatoelectric.com/Rotary_cam_switches/POL/GX16107O.pdf | Rotary cam switch GX series, multi-step 0-1-2, 1 pole 16A, for rear mounting with black handle, front plate 48X48mm | http://datasheet.lovatoelectric.com/Rotary_cam_switches/RON/GX16107O.pdf
GX16107O48 |  |  | Rotary cam switch GX series, multi-step 0-1-2, 1 pole 16A, modular service cover for 35mm DIN reail mounting with black handle, front plate 45X54mm | http://datasheet.lovatoelectric.com/Rotary_cam_switches/ENG/GX16107O48.pdf | Commutatore a camme serie GX, multivia 0-1-2 1 polo da 16A in esecuzione modulare per montaggio su guida DIN con maniglia nera, mostrina 45X54mm | http://datasheet.lovatoelectric.com/Rotary_cam_switches/ITA/GX16107O48.pdf | Łącznik krzywkowy serii GX, wielopozycyjny 0-1-2, 1 pole, 16A, wykonanie modułowe do montażu na szynie DIN 35mm, z czarnym pokrętłem i tabliczką 45x54mm | http://datasheet.lovatoelectric.com/Rotary_cam_switches/POL/GX16107O48.pdf | Rotary cam switch GX series, multi-step 0-1-2, 1 pole 16A, modular service cover for 35mm DIN reail mounting with black handle, front plate 45X54mm | http://datasheet.lovatoelectric.com/Rotary_cam_switches/RON/GX16107O48.pdf
GX16107P |  |  | Enclosed rotary cam switch GX series, multi-step 0-1-2, 1 pole 16A in plastic enclosure 90X90mm with black handle | http://datasheet.lovatoelectric.com/Rotary_cam_switches/ENG/GX16107P.pdf | Commutatore a camme serie GX, multivia 0-1-2 1 polo da 16A in cassetta plastica 90X90mm con maniglia nera | http://datasheet.lovatoelectric.com/Rotary_cam_switches/ITA/GX16107P.pdf | Łącznik krzywkowy serii GX, wielopozycyjny 0-1-2, 1 pole, 16A, w obudowie 90x90mm i czarnym pokrętłem | http://datasheet.lovatoelectric.com/Rotary_cam_switches/POL/GX16107P.pdf | Enclosed rotary cam switch GX series, multi-step 0-1-2, 1 pole 16A in plastic enclosure 90X90mm with black handle | http://datasheet.lovatoelectric.com/Rotary_cam_switches/RON/GX16107P.pdf
GX16107U |  |  | Rotary cam switch GX series, multi-step 0-1-2, 1 pole 16A, for front mounting with black handle, front plate 48X48mm | http://datasheet.lovatoelectric.com/Rotary_cam_switches/ENG/GX16107U.pdf | Commutatore a camme serie GX, multivia 0-1-2 1 polo da 16A in esecuzione per montaggio frontale con maniglia nera, mostrina 48X48mm | http://datasheet.lovatoelectric.com/Rotary_cam_switches/ITA/GX16107U.pdf | Łącznik krzywkowy serii GX, wielopozycyjny 0-1-2, 1 pole, 16A, do montażu tablicowego, z czarnym pokrętłem i tabliczką 48x48mm | http://datasheet.lovatoelectric.com/Rotary_cam_switches/POL/GX16107U.pdf | Rotary cam switch GX series, multi-step 0-1-2, 1 pole 16A, for front mounting with black handle, front plate 48X48mm | http://datasheet.lovatoelectric.com/Rotary_cam_switches/RON/GX16107U.pdf
GX16107U47 |  |  | Rotary cam switch GX series, multi-step 0-1-2, 1 pole 16A, for snap on front mounting with black handle for hole Ø22mm fixing, front plate 48X48mm | http://datasheet.lovatoelectric.com/Rotary_cam_switches/ENG/GX16107U47.pdf | Commutatore a camme serie GX, multivia 0-1-2 1 polo da 16A in esecuzione per montaggio frontale con maniglia nera e fissaggio a scatto per foro diametro 22mm, mostrina 48X48mm | http://datasheet.lovatoelectric.com/Rotary_cam_switches/ITA/GX16107U47.pdf | Łącznik krzywkowy serii GX, wielopozycyjny 0-1-2, 1 pole, 16A, do montażu tablicowego w otworze 22mm z czarnym pokrętłem, montowanym na zatrzask do korpusu i tabliczką 48x48mm | http://datasheet.lovatoelectric.com/Rotary_cam_switches/POL/GX16107U47.pdf | Rotary cam switch GX series, multi-step 0-1-2, 1 pole 16A, for snap on front mounting with black handle for hole Ø22mm fixing, front plate 48X48mm | http://datasheet.lovatoelectric.com/Rotary_cam_switches/RON/GX16107U47.pdf
GX16108O |  |  | Rotary cam switch GX series, multi-step 0-1-2-3, 1 pole 16A, for rear mounting with black handle, front plate 48X48mm | http://datasheet.lovatoelectric.com/Rotary_cam_switches/ENG/GX16108O.pdf | Commutatore a camme serie GX, multivia 0-1-2-3 1 polo da 16A in esecuzione per montaggio a fondo quadro con maniglia nera, mostrina 48X48mm | http://datasheet.lovatoelectric.com/Rotary_cam_switches/ITA/GX16108O.pdf | Łącznik krzywkowy serii GX, wielopozycyjny 0-1-2-3, 1 pole, 16A, do montażu wewnątrz szafy z czarnym pokrętłem i tabliczką 48x48mm | http://datasheet.lovatoelectric.com/Rotary_cam_switches/POL/GX16108O.pdf | Rotary cam switch GX series, multi-step 0-1-2-3, 1 pole 16A, for rear mounting with black handle, front plate 48X48mm | http://datasheet.lovatoelectric.com/Rotary_cam_switches/RON/GX16108O.pdf
GX16108O48 |  |  | Rotary cam switch GX series, multi-step 0-1-2-3, 1 pole 16A, modular service cover for 35mm DIN reail mounting with black handle, front plate 45X54mm | http://datasheet.lovatoelectric.com/Rotary_cam_switches/ENG/GX16108O48.pdf | Commutatore a camme serie GX, multivia 0-1-2-3 1 polo da 16A in esecuzione modulare per montaggio su guida DIN con maniglia nera, mostrina 45X54mm | http://datasheet.lovatoelectric.com/Rotary_cam_switches/ITA/GX16108O48.pdf | Łącznik krzywkowy serii GX, wielopozycyjny 0-1-2-3, 1 pole, 16A, wykonanie modułowe do montażu na szynie DIN 35mm, z czarnym pokrętłem i tabliczką 45x54mm | http://datasheet.lovatoelectric.com/Rotary_cam_switches/POL/GX16108O48.pdf | Rotary cam switch GX series, multi-step 0-1-2-3, 1 pole 16A, modular service cover for 35mm DIN reail mounting with black handle, front plate 45X54mm | http://datasheet.lovatoelectric.com/Rotary_cam_switches/RON/GX16108O48.pdf
GX16108P |  |  | Enclosed rotary cam switch GX series, multi-step 0-1-2-3, 1 pole 16A in plastic enclosure 90X90mm with black handle | http://datasheet.lovatoelectric.com/Rotary_cam_switches/ENG/GX16108P.pdf | Commutatore a camme serie GX, multivia 0-1-2-3 1 polo da 16A in cassetta plastica 90X90mm con maniglia nera | http://datasheet.lovatoelectric.com/Rotary_cam_switches/ITA/GX16108P.pdf | Łącznik krzywkowy serii GX, wielopozycyjny 0-1-2-3, 1 pole, 16A, w obudowie 90x90mm i czarnym pokrętłem | http://datasheet.lovatoelectric.com/Rotary_cam_switches/POL/GX16108P.pdf | Enclosed rotary cam switch GX series, multi-step 0-1-2-3, 1 pole 16A in plastic enclosure 90X90mm with black handle | http://datasheet.lovatoelectric.com/Rotary_cam_switches/RON/GX16108P.pdf
GX16108U |  |  | Rotary cam switch GX series, multi-step 0-1-2-3, 1 pole 16A, for front mounting with black handle, front plate 48X48mm | http://datasheet.lovatoelectric.com/Rotary_cam_switches/ENG/GX16108U.pdf | Commutatore a camme serie GX, multivia 0-1-2-3 1 polo da 16A in esecuzione per montaggio frontale con maniglia nera, mostrina 48X48mm | http://datasheet.lovatoelectric.com/Rotary_cam_switches/ITA/GX16108U.pdf | Łącznik krzywkowy serii GX, wielopozycyjny 0-1-2-3, 1 pole, 16A, do montażu tablicowego, z czarnym pokrętłem i tabliczką 48x48mm | http://datasheet.lovatoelectric.com/Rotary_cam_switches/POL/GX16108U.pdf | Rotary cam switch GX series, multi-step 0-1-2-3, 1 pole 16A, for front mounting with black handle, front plate 48X48mm | http://datasheet.lovatoelectric.com/Rotary_cam_switches/RON/GX16108U.pdf
GX16108U47 |  |  | Rotary cam switch GX series, multi-step 0-1-2-3, 1 pole 16A, for snap on front mounting with black handle for hole Ø22mm fixing, front plate 48X48mm | http://datasheet.lovatoelectric.com/Rotary_cam_switches/ENG/GX16108U47.pdf | Commutatore a camme serie GX, multivia 0-1-2-3 1 polo da 16A in esecuzione per montaggio frontale con maniglia nera e fissaggio a scatto per foro diametro 22mm, mostrina 48X48mm | http://datasheet.lovatoelectric.com/Rotary_cam_switches/ITA/GX16108U47.pdf | Łącznik krzywkowy serii GX, wielopozycyjny 0-1-2-3, 1 pole, 16A, do montażu tablicowego w otworze 22mm z czarnym pokrętłem, montowanym na zatrzask do korpusu i tabliczką 48x48mm | http://datasheet.lovatoelectric.com/Rotary_cam_switches/POL/GX16108U47.pdf | Rotary cam switch GX series, multi-step 0-1-2-3, 1 pole 16A, for snap on front mounting with black handle for hole Ø22mm fixing, front plate 48X48mm | http://datasheet.lovatoelectric.com/Rotary_cam_switches/RON/GX16108U47.pdf
GX16109O |  |  | Rotary cam switch GX series, multi-step 0-1-2-3-4, 1 pole 16A, for rear mounting with black handle, front plate 48X48mm | http://datasheet.lovatoelectric.com/Rotary_cam_switches/ENG/GX16109O.pdf | Commutatore a camme serie GX, multivia 0-1-2-3-4 1 polo da 16A in esecuzione per montaggio a fondo quadro con maniglia nera, mostrina 48X48mm | http://datasheet.lovatoelectric.com/Rotary_cam_switches/ITA/GX16109O.pdf | Łącznik krzywkowy serii GX, wielopozycyjny 0-1-2-3-4, 1 pole, 16A, do montażu wewnątrz szafy z czarnym pokrętłem i tabliczką 48x48mm | http://datasheet.lovatoelectric.com/Rotary_cam_switches/POL/GX16109O.pdf | Rotary cam switch GX series, multi-step 0-1-2-3-4, 1 pole 16A, for rear mounting with black handle, front plate 48X48mm | http://datasheet.lovatoelectric.com/Rotary_cam_switches/RON/GX16109O.pdf
GX16109O48 |  |  | Rotary cam switch GX series, multi-step 0-1-2-3-4, 1 pole 16A, modular service cover for 35mm DIN reail mounting with black handle, front plate 45X54mm | http://datasheet.lovatoelectric.com/Rotary_cam_switches/ENG/GX16109O48.pdf | Commutatore a camme serie GX, multivia 0-1-2-3-4 1 polo da 16A in esecuzione modulare per montaggio su guida DIN con maniglia nera, mostrina 45X54mm | http://datasheet.lovatoelectric.com/Rotary_cam_switches/ITA/GX16109O48.pdf | Łącznik krzywkowy serii GX, wielopozycyjny 0-1-2-3-4, 1 pole, 16A, wykonanie modułowe do montażu na szynie DIN 35mm, z czarnym pokrętłem i tabliczką 45x54mm | http://datasheet.lovatoelectric.com/Rotary_cam_switches/POL/GX16109O48.pdf | Rotary cam switch GX series, multi-step 0-1-2-3-4, 1 pole 16A, modular service cover for 35mm DIN reail mounting with black handle, front plate 45X54mm | http://datasheet.lovatoelectric.com/Rotary_cam_switches/RON/GX16109O48.pdf
GX16109P |  |  | Enclosed rotary cam switch GX series, multi-step 0-1-2-3-4, 1 pole 16A in plastic enclosure 90X90mm with black handle | http://datasheet.lovatoelectric.com/Rotary_cam_switches/ENG/GX16109P.pdf | Commutatore a camme serie GX, multivia 0-1-2-3-4 1 polo da 16A in cassetta plastica 90X90mm con maniglia nera | http://datasheet.lovatoelectric.com/Rotary_cam_switches/ITA/GX16109P.pdf | Łącznik krzywkowy serii GX, wielopozycyjny 0-1-2-3-4, 1 pole, 16A, w obudowie 90x90mm i czarnym pokrętłem | http://datasheet.lovatoelectric.com/Rotary_cam_switches/POL/GX16109P.pdf | Enclosed rotary cam switch GX series, multi-step 0-1-2-3-4, 1 pole 16A in plastic enclosure 90X90mm with black handle | http://datasheet.lovatoelectric.com/Rotary_cam_switches/RON/GX16109P.pdf
GX16109U |  |  | Rotary cam switch GX series, multi-step 0-1-2-3-4, 1 pole 16A, for front mounting with black handle, front plate 48X48mm | http://datasheet.lovatoelectric.com/Rotary_cam_switches/ENG/GX16109U.pdf | Commutatore a camme serie GX, multivia 0-1-2-3-4 1 polo da 16A in esecuzione per montaggio frontale con maniglia nera, mostrina 48X48mm | http://datasheet.lovatoelectric.com/Rotary_cam_switches/ITA/GX16109U.pdf | Łącznik krzywkowy serii GX, wielopozycyjny 0-1-2-3-4, 1 pole, 16A, do montażu tablicowego, z czarnym pokrętłem i tabliczką 48x48mm | http://datasheet.lovatoelectric.com/Rotary_cam_switches/POL/GX16109U.pdf | Rotary cam switch GX series, multi-step 0-1-2-3-4, 1 pole 16A, for front mounting with black handle, front plate 48X48mm | http://datasheet.lovatoelectric.com/Rotary_cam_switches/RON/GX16109U.pdf
GX16109U47 |  |  | Rotary cam switch GX series, multi-step 0-1-2-3-4, 1 pole 16A, for snap on front mounting with black handle for hole Ø22mm fixing, front plate 48X48mm | http://datasheet.lovatoelectric.com/Rotary_cam_switches/ENG/GX16109U47.pdf | Commutatore a camme serie GX, multivia 0-1-2-3-4 1 polo da 16A in esecuzione per montaggio frontale con maniglia nera e fissaggio a scatto per foro diametro 22mm, mostrina 48X48mm | http://datasheet.lovatoelectric.com/Rotary_cam_switches/ITA/GX16109U47.pdf | Łącznik krzywkowy serii GX, wielopozycyjny 0-1-2-3-4, 1 pole, 16A, do montażu tablicowego w otworze 22mm z czarnym pokrętłem, montowanym na zatrzask do korpusu i tabliczką 48x48mm | http://datasheet.lovatoelectric.com/Rotary_cam_switches/POL/GX16109U47.pdf | Rotary cam switch GX series, multi-step 0-1-2-3-4, 1 pole 16A, for snap on front mounting with black handle for hole Ø22mm fixing, front plate 48X48mm | http://datasheet.lovatoelectric.com/Rotary_cam_switches/RON/GX16109U47.pdf
GX1610O | GX2010O.jpg | http://datasheet.lovatoelectric.com/Rotary_cam_switches/products_images/GX2010O.jpg | Rotary cam switch GX series, ON-OFF switch 3 poles 16A, for rear mounting with black handle, front plate 48X48mm | http://datasheet.lovatoelectric.com/Rotary_cam_switches/ENG/GX1610O.pdf | Commutatore a camme serie GX, interruttore 3 poli da 16A in esecuzione per montaggio a fondo quadro con maniglia nera, mostrina 48X48mm | http://datasheet.lovatoelectric.com/Rotary_cam_switches/ITA/GX1610O.pdf | Łącznik krzywkowy serii GX, rozłącznik, 3 pola, 16A, do montażu wewnątrz szafy z czarnym pokrętłem i tabliczką 48x48mm | http://datasheet.lovatoelectric.com/Rotary_cam_switches/POL/GX1610O.pdf | Rotary cam switch GX series, ON-OFF switch 3 poles 16A, for rear mounting with black handle, front plate 48X48mm | http://datasheet.lovatoelectric.com/Rotary_cam_switches/RON/GX1610O.pdf
GX1610O48 | GX2010O48.jpg | http://datasheet.lovatoelectric.com/Rotary_cam_switches/products_images/GX2010O48.jpg | Rotary cam switch GX series, ON-OFF switch 3 poles 16A, modular service cover for 35mm DIN reail mounting with black handle, front plate 45X54mm | http://datasheet.lovatoelectric.com/Rotary_cam_switches/ENG/GX1610O48.pdf | Commutatore a camme serie GX, interruttore 3 poli da 16A in esecuzione modulare per montaggio su guida DIN con maniglia nera, mostrina 45X54mm | http://datasheet.lovatoelectric.com/Rotary_cam_switches/ITA/GX1610O48.pdf | Łącznik krzywkowy serii GX, rozłącznik, 3 pola, 16A, wykonanie modułowe do montażu na szynie DIN 35mm, z czarnym pokrętłem i tabliczką 45x54mm | http://datasheet.lovatoelectric.com/Rotary_cam_switches/POL/GX1610O48.pdf | Rotary cam switch GX series, ON-OFF switch 3 poles 16A, modular service cover for 35mm DIN reail mounting with black handle, front plate 45X54mm | http://datasheet.lovatoelectric.com/Rotary_cam_switches/RON/GX1610O48.pdf
GX1610O88 | GX2010O88.jpg | http://datasheet.lovatoelectric.com/Rotary_cam_switches/products_images/GX2010O88.jpg | Rotary cam switch GX series, ON-OFF switch 3 poles 16A, for rear mounting with red/yellow handle padlockable in 0, door coupling and protection covers, front plate 48X48mm | http://datasheet.lovatoelectric.com/Rotary_cam_switches/ENG/GX1610O88.pdf | Commutatore a camme serie GX, interruttore 3 poli da 16A in esecuzione per montaggio a fondo quadro con maniglia giallo/rossa lucchettabile in 0 con funzione blocco porta e copriterminali, mostrina 48X48mm | http://datasheet.lovatoelectric.com/Rotary_cam_switches/ITA/GX1610O88.pdf | Łącznik krzywkowy serii GX, rozłącznik, 3 pola, 16A, do montażu wewnątrz szafy, z żółto/czerwonym pokrętłem blokowanym w pozycji 0, trzpieniem, osłonami zacisków i tabliczką 48x48mm | http://datasheet.lovatoelectric.com/Rotary_cam_switches/POL/GX1610O88.pdf | Rotary cam switch GX series, ON-OFF switch 3 poles 16A, for rear mounting with red/yellow handle padlockable in 0, door coupling and protection covers, front plate 48X48mm | http://datasheet.lovatoelectric.com/Rotary_cam_switches/RON/GX1610O88.pdf
GX1610P |  |  | Enclosed rotary cam switch GX series, ON-OFF switch 3 poles 16A in plastic enclosure 90X90mm with black handle | http://datasheet.lovatoelectric.com/Rotary_cam_switches/ENG/GX1610P.pdf | Commutatore a camme serie GX, interruttore 3 poli da 16A in cassetta plastica 90X90mm con maniglia nera | http://datasheet.lovatoelectric.com/Rotary_cam_switches/ITA/GX1610P.pdf | Łącznik krzywkowy serii GX, rozłącznik, 3 pola, 16A, w obudowie 90x90mm i czarnym pokrętłem | http://datasheet.lovatoelectric.com/Rotary_cam_switches/POL/GX1610P.pdf | Enclosed rotary cam switch GX series, ON-OFF switch 3 poles 16A in plastic enclosure 90X90mm with black handle | http://datasheet.lovatoelectric.com/Rotary_cam_switches/RON/GX1610P.pdf
GX1610P25 |  |  | Enclosed rotary cam switch GX series, ON-OFF switch 3 poles 16A in plastic enclosure 90X90mm with red/yellow handle | http://datasheet.lovatoelectric.com/Rotary_cam_switches/ENG/GX1610P25.pdf | Commutatore a camme serie GX, interruttore 3 poli da 16A in cassetta plastica 90X90mm con maniglia giallo/rossa | http://datasheet.lovatoelectric.com/Rotary_cam_switches/ITA/GX1610P25.pdf | Łącznik krzywkowy serii GX, rozłącznik, 3 pola, 16A, w obudowie 90x90mm i żółto/czerwonym pokrętłem | http://datasheet.lovatoelectric.com/Rotary_cam_switches/POL/GX1610P25.pdf | Enclosed rotary cam switch GX series, ON-OFF switch 3 poles 16A in plastic enclosure 90X90mm with red/yellow handle | http://datasheet.lovatoelectric.com/Rotary_cam_switches/RON/GX1610P25.pdf
GX1610U | GX2010U.jpg | http://datasheet.lovatoelectric.com/Rotary_cam_switches/products_images/GX2010U.jpg | Rotary cam switch GX series, ON-OFF switch 3 poles 16A, for front mounting with black handle, front plate 48X48mm | http://datasheet.lovatoelectric.com/Rotary_cam_switches/ENG/GX1610U.pdf | Commutatore a camme serie GX, interruttore 3 poli da 16A in esecuzione per montaggio frontale con maniglia nera, mostrina 48X48mm | http://datasheet.lovatoelectric.com/Rotary_cam_switches/ITA/GX1610U.pdf | Łącznik krzywkowy serii GX, rozłącznik, 3 pola, 16A, do montażu tablicowego, z czarnym pokrętłem i tabliczką 48x48mm | http://datasheet.lovatoelectric.com/Rotary_cam_switches/POL/GX1610U.pdf | Rotary cam switch GX series, ON-OFF switch 3 poles 16A, for front mounting with black handle, front plate 48X48mm | http://datasheet.lovatoelectric.com/Rotary_cam_switches/RON/GX1610U.pdf
GX1610U11 | GX2010U11.jpg | http://datasheet.lovatoelectric.com/Rotary_cam_switches/products_images/GX2010U11.jpg | Rotary cam switch GX series, ON-OFF switch 3 poles 16A, for front mounting with black handle without front plate for hole Ø22mm fixing | http://datasheet.lovatoelectric.com/Rotary_cam_switches/ENG/GX1610U11.pdf | Commutatore a camme serie GX, interruttore 3 poli da 16A in esecuzione per montaggio frontale con maniglia nera senza mostrina con fissaggio foro diametro 22mm | http://datasheet.lovatoelectric.com/Rotary_cam_switches/ITA/GX1610U11.pdf | Łącznik krzywkowy serii GX, rozłącznik, 3 pola, 16A, do montażu tablicowego w otworze 22mm, z czarnym pokrętłem bez tabliczki | http://datasheet.lovatoelectric.com/Rotary_cam_switches/POL/GX1610U11.pdf | Rotary cam switch GX series, ON-OFF switch 3 poles 16A, for front mounting with black handle without front plate for hole Ø22mm fixing | http://datasheet.lovatoelectric.com/Rotary_cam_switches/RON/GX1610U11.pdf
GX1610U12 | GX2010U12.jpg | http://datasheet.lovatoelectric.com/Rotary_cam_switches/products_images/GX2010U12.jpg | Rotary cam switch GX series, ON-OFF switch 3 poles 16A, for front mounting without front plate with key operation for hole Ø22mm fixing | http://datasheet.lovatoelectric.com/Rotary_cam_switches/ENG/GX1610U12.pdf | Commutatore a camme serie GX, interruttore 3 poli da 16A in esecuzione per montaggio frontale senza mostrina con comando a chiave e fissaggio foro diametro 22mm | http://datasheet.lovatoelectric.com/Rotary_cam_switches/ITA/GX1610U12.pdf | Łącznik krzywkowy serii GX, rozłącznik, 3 pola, 16A, do montażu tablicowego w otworze 22mm, sterowanie kluczem, bez tabliczki | http://datasheet.lovatoelectric.com/Rotary_cam_switches/POL/GX1610U12.pdf | Rotary cam switch GX series, ON-OFF switch 3 poles 16A, for front mounting without front plate with key operation for hole Ø22mm fixing | http://datasheet.lovatoelectric.com/Rotary_cam_switches/RON/GX1610U12.pdf
GX1610U25 | GX2010U25.jpg | http://datasheet.lovatoelectric.com/Rotary_cam_switches/products_images/GX2010U25.jpg | Rotary cam switch GX series, ON-OFF switch 3 poles 16A, for front mounting with red/yellow handle padlockable in 0 and protection covers, front plate 48X48mm | http://datasheet.lovatoelectric.com/Rotary_cam_switches/ENG/GX1610U25.pdf | Commutatore a camme serie GX, interruttore 3 poli da 16A in esecuzione per montaggio frontale con maniglia giallo/rossa lucchettabile in 0 e copriterminali, mostrina 48X48mm | http://datasheet.lovatoelectric.com/Rotary_cam_switches/ITA/GX1610U25.pdf | Łącznik krzywkowy serii GX, rozłącznik, 3 pola, 16A, do montażu tablicowego, z żółto/czerwonym pokrętłem blokowanym w pozycji 0, osłonami zacisków i tabliczką 48x48mm | http://datasheet.lovatoelectric.com/Rotary_cam_switches/POL/GX1610U25.pdf | Rotary cam switch GX series, ON-OFF switch 3 poles 16A, for front mounting with red/yellow handle padlockable in 0 and protection covers, front plate 48X48mm | http://datasheet.lovatoelectric.com/Rotary_cam_switches/RON/GX1610U25.pdf
GX1610U47 | GX2010U47.jpg | http://datasheet.lovatoelectric.com/Rotary_cam_switches/products_images/GX2010U47.jpg | Rotary cam switch GX series, ON-OFF switch 3 poles 16A, for snap on front mounting with black handle for hole Ø22mm fixing, front plate 48X48mm | http://datasheet.lovatoelectric.com/Rotary_cam_switches/ENG/GX1610U47.pdf | Commutatore a camme serie GX, interruttore 3 poli da 16A in esecuzione per montaggio frontale con maniglia nera e fissaggio a scatto per foro diametro 22mm, mostrina 48x48mm | http://datasheet.lovatoelectric.com/Rotary_cam_switches/ITA/GX1610U47.pdf | Łącznik krzywkowy serii GX, rozłącznik, 3 pola, 16A, do montażu tablicowego w otworze 22mm z czarnym pokrętłem, montowanym na zatrzask do korpusu i tabliczką 48x48mm | http://datasheet.lovatoelectric.com/Rotary_cam_switches/POL/GX1610U47.pdf | Rotary cam switch GX series, ON-OFF switch 3 poles 16A, for snap on front mounting with black handle for hole Ø22mm fixing, front plate 48X48mm | http://datasheet.lovatoelectric.com/Rotary_cam_switches/RON/GX1610U47.pdf
GX16110O |  |  | Rotary cam switch GX series, multi-step 0-1-2-3-4-5, 1 pole 16A, for rear mounting with black handle, front plate 48X48mm | http://datasheet.lovatoelectric.com/Rotary_cam_switches/ENG/GX16110O.pdf | Commutatore a camme serie GX, multivia 0-1-2-3-4-5 1 polo da 16A in esecuzione per montaggio a fondo quadro con maniglia nera, mostrina 48X48mm | http://datasheet.lovatoelectric.com/Rotary_cam_switches/ITA/GX16110O.pdf | Łącznik krzywkowy serii GX, wielopozycyjny 0-1-2-3-4-5, 1 pole, 16A, do montażu wewnątrz szafy z czarnym pokrętłem i tabliczką 48x48mm | http://datasheet.lovatoelectric.com/Rotary_cam_switches/POL/GX16110O.pdf | Rotary cam switch GX series, multi-step 0-1-2-3-4-5, 1 pole 16A, for rear mounting with black handle, front plate 48X48mm | http://datasheet.lovatoelectric.com/Rotary_cam_switches/RON/GX16110O.pdf
GX16110O48 |  |  | Rotary cam switch GX series, multi-step 0-1-2-3-4-5, 1 pole 16A, modular service cover for 35mm DIN reail mounting with black handle, front plate 45X54mm | http://datasheet.lovatoelectric.com/Rotary_cam_switches/ENG/GX16110O48.pdf | Commutatore a camme serie GX, multivia 0-1-2-3-4-5 1 polo da 16A in esecuzione modulare per montaggio su guida DIN con maniglia nera, mostrina 45X54mm | http://datasheet.lovatoelectric.com/Rotary_cam_switches/ITA/GX16110O48.pdf | Łącznik krzywkowy serii GX, wielopozycyjny 0-1-2-3-4-5, 1 pole, 16A, wykonanie modułowe do montażu na szynie DIN 35mm, z czarnym pokrętłem i tabliczką 45x54mm | http://datasheet.lovatoelectric.com/Rotary_cam_switches/POL/GX16110O48.pdf | Rotary cam switch GX series, multi-step 0-1-2-3-4-5, 1 pole 16A, modular service cover for 35mm DIN reail mounting with black handle, front plate 45X54mm | http://datasheet.lovatoelectric.com/Rotary_cam_switches/RON/GX16110O48.pdf
GX16110P |  |  | Enclosed rotary cam switch GX series, multi-step 0-1-2-3-4-5, 1 pole 16A in plastic enclosure 90X90mm with black handle | http://datasheet.lovatoelectric.com/Rotary_cam_switches/ENG/GX16110P.pdf | Commutatore a camme serie GX, multivia 0-1-2-3-4-5 1 polo da 16A in cassetta plastica 90X90mm con maniglia nera | http://datasheet.lovatoelectric.com/Rotary_cam_switches/ITA/GX16110P.pdf | Łącznik krzywkowy serii GX, wielopozycyjny 0-1-2-3-4-5, 1 pole, 16A, w obudowie 90x90mm i czarnym pokrętłem | http://datasheet.lovatoelectric.com/Rotary_cam_switches/POL/GX16110P.pdf | Enclosed rotary cam switch GX series, multi-step 0-1-2-3-4-5, 1 pole 16A in plastic enclosure 90X90mm with black handle | http://datasheet.lovatoelectric.com/Rotary_cam_switches/RON/GX16110P.pdf
GX16110U |  |  | Rotary cam switch GX series, multi-step 0-1-2-3-4-5, 1 pole 16A, for front mounting with black handle, front plate 48X48mm | http://datasheet.lovatoelectric.com/Rotary_cam_switches/ENG/GX16110U.pdf | Commutatore a camme serie GX, multivia 0-1-2-3-4-5 1 polo da 16A in esecuzione per montaggio frontale con maniglia nera, mostrina 48X48mm | http://datasheet.lovatoelectric.com/Rotary_cam_switches/ITA/GX16110U.pdf | Łącznik krzywkowy serii GX, wielopozycyjny 0-1-2-3-4-5, 1 pole, 16A, do montażu tablicowego, z czarnym pokrętłem i tabliczką 48x48mm | http://datasheet.lovatoelectric.com/Rotary_cam_switches/POL/GX16110U.pdf | Rotary cam switch GX series, multi-step 0-1-2-3-4-5, 1 pole 16A, for front mounting with black handle, front plate 48X48mm | http://datasheet.lovatoelectric.com/Rotary_cam_switches/RON/GX16110U.pdf
GX16110U47 |  |  | Rotary cam switch GX series, multi-step 0-1-2-3-4-5, 1 pole 16A, for snap on front mounting with black handle for hole Ø22mm fixing, front plate 48X48mm | http://datasheet.lovatoelectric.com/Rotary_cam_switches/ENG/GX16110U47.pdf | Commutatore a camme serie GX, multivia 0-1-2-3-4-5 1 polo da 16A in esecuzione per montaggio frontale con maniglia nera e fissaggio a scatto per foro diametro 22mm, mostrina 48X48mm | http://datasheet.lovatoelectric.com/Rotary_cam_switches/ITA/GX16110U47.pdf | Łącznik krzywkowy serii GX, wielopozycyjny 0-1-2-3-4-5, 1 pole, 16A, do montażu tablicowego w otworze 22mm z czarnym pokrętłem, montowanym na zatrzask do korpusu i tabliczką 48x48mm | http://datasheet.lovatoelectric.com/Rotary_cam_switches/POL/GX16110U47.pdf | Rotary cam switch GX series, multi-step 0-1-2-3-4-5, 1 pole 16A, for snap on front mounting with black handle for hole Ø22mm fixing, front plate 48X48mm | http://datasheet.lovatoelectric.com/Rotary_cam_switches/RON/GX16110U47.pdf
GX1611O |  |  | Rotary cam switch GX series, 3-phase motor reversing switch 16A, for rear mounting with black handle, front plate 48X48mm | http://datasheet.lovatoelectric.com/Rotary_cam_switches/ENG/GX1611O.pdf | Commutatore a camme serie GX, invertitore di marcia trifase da 16A in esecuzione per montaggio a fondo quadro con maniglia nera, mostrina 48X48mm | http://datasheet.lovatoelectric.com/Rotary_cam_switches/ITA/GX1611O.pdf | Łącznik krzywkowy serii GX, przełącznik zmiany kierunku obrotów silnika 3 fazowego, 16A, do montażu wewnątrz szafy z czarnym pokrętłem i tabliczką 48x48mm | http://datasheet.lovatoelectric.com/Rotary_cam_switches/POL/GX1611O.pdf | Rotary cam switch GX series, 3-phase motor reversing switch 16A, for rear mounting with black handle, front plate 48X48mm | http://datasheet.lovatoelectric.com/Rotary_cam_switches/RON/GX1611O.pdf
GX1611O48 |  |  | Rotary cam switch GX series, 3-phase motor reversing switch 16A, modular service cover for 35mm DIN reail mounting with black handle, front plate 45X54mm | http://datasheet.lovatoelectric.com/Rotary_cam_switches/ENG/GX1611O48.pdf | Commutatore a camme serie GX, invertitore di marcia trifase da 16A in esecuzione modulare per montaggio su guida DIN con maniglia nera, mostrina 45X54mm | http://datasheet.lovatoelectric.com/Rotary_cam_switches/ITA/GX1611O48.pdf | Łącznik krzywkowy serii GX, przełącznik zmiany kierunku obrotów silnika 3 fazowego, 16A, wykonanie modułowe do montażu na szynie DIN 35mm, z czarnym pokrętłem i tabliczką 45x54mm | http://datasheet.lovatoelectric.com/Rotary_cam_switches/POL/GX1611O48.pdf | Rotary cam switch GX series, 3-phase motor reversing switch 16A, modular service cover for 35mm DIN reail mounting with black handle, front plate 45X54mm | http://datasheet.lovatoelectric.com/Rotary_cam_switches/RON/GX1611O48.pdf
GX1611O88 |  |  | Rotary cam switch GX series, 3-phase motor reversing switch 16A, for rear mounting with red/yellow handle padlockable in 0, door coupling and protection covers, front plate 48X48mm | http://datasheet.lovatoelectric.com/Rotary_cam_switches/ENG/GX1611O88.pdf | Commutatore a camme serie GX, invertitore di marcia trifase da 16A in esecuzione per montaggio a fondo quadro con maniglia giallo/rossa lucchettabile in 0 con funzione blocco porta e copriterminali, mostrina 48X48mm | http://datasheet.lovatoelectric.com/Rotary_cam_switches/ITA/GX1611O88.pdf | Łącznik krzywkowy serii GX, przełącznik zmiany kierunku obrotów silnika 3 fazowego, 16A, do montażu wewnątrz szafy, z żółto/czerwonym pokrętłem blokowanym w pozycji 0, trzpieniem, osłonami zacisków i tabliczką 48x48mm | http://datasheet.lovatoelectric.com/Rotary_cam_switches/POL/GX1611O88.pdf | Rotary cam switch GX series, 3-phase motor reversing switch 16A, for rear mounting with red/yellow handle padlockable in 0, door coupling and protection covers, front plate 48X48mm | http://datasheet.lovatoelectric.com/Rotary_cam_switches/RON/GX1611O88.pdf
GX1611P |  |  | Enclosed rotary cam switch GX series, 3-phase motor reversing switch 16A in plastic enclosure 90X90mm with black handle | http://datasheet.lovatoelectric.com/Rotary_cam_switches/ENG/GX1611P.pdf | Commutatore a camme serie GX, invertitore di marcia trifase da 16A in cassetta plastica 90X90mm con maniglia nera | http://datasheet.lovatoelectric.com/Rotary_cam_switches/ITA/GX1611P.pdf | Łącznik krzywkowy serii GX, przełącznik zmiany kierunku obrotów silnika 3 fazowego, 16A, w obudowie 90x90mm i czarnym pokrętłem | http://datasheet.lovatoelectric.com/Rotary_cam_switches/POL/GX1611P.pdf | Enclosed rotary cam switch GX series, 3-phase motor reversing switch 16A in plastic enclosure 90X90mm with black handle | http://datasheet.lovatoelectric.com/Rotary_cam_switches/RON/GX1611P.pdf
GX1611P25 |  |  | Enclosed rotary cam switch GX series, 3-phase motor reversing switch 16A in plastic enclosure 90X90mm with red/yellow handle | http://datasheet.lovatoelectric.com/Rotary_cam_switches/ENG/GX1611P25.pdf | Commutatore a camme serie GX, invertitore di marcia trifase da 16A in cassetta plastica 90X90mm con maniglia giallo/rossa | http://datasheet.lovatoelectric.com/Rotary_cam_switches/ITA/GX1611P25.pdf | Łącznik krzywkowy serii GX, przełącznik zmiany kierunku obrotów silnika 3 fazowego, 16A, w obudowie 90x90mm i żółto/czerwonym pokrętłem | http://datasheet.lovatoelectric.com/Rotary_cam_switches/POL/GX1611P25.pdf | Enclosed rotary cam switch GX series, 3-phase motor reversing switch 16A in plastic enclosure 90X90mm with red/yellow handle | http://datasheet.lovatoelectric.com/Rotary_cam_switches/RON/GX1611P25.pdf
GX1611U |  |  | Rotary cam switch GX series, 3-phase motor reversing switch 16A, for front mounting with black handle, front plate 48X48mm | http://datasheet.lovatoelectric.com/Rotary_cam_switches/ENG/GX1611U.pdf | Commutatore a camme serie GX, invertitore di marcia trifase da 16A in esecuzione per montaggio frontale con maniglia nera, mostrina 48X48mm | http://datasheet.lovatoelectric.com/Rotary_cam_switches/ITA/GX1611U.pdf | Łącznik krzywkowy serii GX, przełącznik zmiany kierunku obrotów silnika 3 fazowego, 16A, do montażu tablicowego, z czarnym pokrętłem i tabliczką 48x48mm | http://datasheet.lovatoelectric.com/Rotary_cam_switches/POL/GX1611U.pdf | Rotary cam switch GX series, 3-phase motor reversing switch 16A, for front mounting with black handle, front plate 48X48mm | http://datasheet.lovatoelectric.com/Rotary_cam_switches/RON/GX1611U.pdf
GX1611U25 |  |  | Rotary cam switch GX series, 3-phase motor reversing switch 16A, for front mounting with red/yellow handle padlockable in 0 and protection covers, front plate 48X48mm | http://datasheet.lovatoelectric.com/Rotary_cam_switches/ENG/GX1611U25.pdf | Commutatore a camme serie GX, invertitore di marcia monofase con ritorno a molla da 16A in esecuzione per montaggio frontale con maniglia giallo/rossa lucchettabile in 0 e copriterminali, mostrina 48X48mm | http://datasheet.lovatoelectric.com/Rotary_cam_switches/ITA/GX1611U25.pdf | Łącznik krzywkowy serii GX, przełącznik zmiany kierunku obrotów silnika 3 fazowego, 16A, do montażu tablicowego, z żółto/czerwonym pokrętłem blokowanym w pozycji 0, osłonami zacisków i tabliczką 48x48mm | http://datasheet.lovatoelectric.com/Rotary_cam_switches/POL/GX1611U25.pdf | Rotary cam switch GX series, 3-phase motor reversing switch 16A, for front mounting with red/yellow handle padlockable in 0 and protection covers, front plate 48X48mm | http://datasheet.lovatoelectric.com/Rotary_cam_switches/RON/GX1611U25.pdf
GX1611U47 |  |  | Rotary cam switch GX series, 3-phase motor reversing switch 16A, modular service cover for 35mm DIN reail mounting with black handle, front plate 48X48mm | http://datasheet.lovatoelectric.com/Rotary_cam_switches/ENG/GX1611U47.pdf | Commutatore a camme serie GX, invertitore di marcia trifase da 16A in esecuzione modulare per montaggio su guida DIN con maniglia nera, mostrina 48X48mm | http://datasheet.lovatoelectric.com/Rotary_cam_switches/ITA/GX1611U47.pdf | Łącznik krzywkowy serii GX, przełącznik zmiany kierunku obrotów silnika 3 fazowego, 16A, wykonanie do montażu tablicowego, z czarnym pokrętłem, montowanym na zatrzask i tabliczką 48x48mm | http://datasheet.lovatoelectric.com/Rotary_cam_switches/POL/GX1611U47.pdf | Rotary cam switch GX series, 3-phase motor reversing switch 16A, modular service cover for 35mm DIN reail mounting with black handle, front plate 48X48mm | http://datasheet.lovatoelectric.com/Rotary_cam_switches/RON/GX1611U47.pdf
GX16123O |  |  | Rotary cam switch GX series, multi-step 0-1-2, 2 poles 16A, for rear mounting with black handle, front plate 48X48mm | http://datasheet.lovatoelectric.com/Rotary_cam_switches/ENG/GX16123O.pdf | Commutatore a camme serie GX, multivia 0-1-2 2 poli da 16A in esecuzione per montaggio a fondo quadro con maniglia nera, mostrina 48X48mm | http://datasheet.lovatoelectric.com/Rotary_cam_switches/ITA/GX16123O.pdf | Łącznik krzywkowy serii GX, wielopozycyjny 0-1-2, 2 pola, 16A, do montażu wewnątrz szafy z czarnym pokrętłem i tabliczką 48x48mm | http://datasheet.lovatoelectric.com/Rotary_cam_switches/POL/GX16123O.pdf | Rotary cam switch GX series, multi-step 0-1-2, 2 poles 16A, for rear mounting with black handle, front plate 48X48mm | http://datasheet.lovatoelectric.com/Rotary_cam_switches/RON/GX16123O.pdf
GX16123O48 |  |  | Rotary cam switch GX series, multi-step 0-1-2, 2 poles 16A, modular service cover for 35mm DIN reail mounting with black handle, front plate 45X54mm | http://datasheet.lovatoelectric.com/Rotary_cam_switches/ENG/GX16123O48.pdf | Commutatore a camme serie GX, multivia 0-1-2 2 poli da 16A in esecuzione modulare per montaggio su guida DIN con maniglia nera, mostrina 45X54mm | http://datasheet.lovatoelectric.com/Rotary_cam_switches/ITA/GX16123O48.pdf | Łącznik krzywkowy serii GX, wielopozycyjny 0-1-2, 2 pola, 16A, wykonanie modułowe do montażu na szynie DIN 35mm, z czarnym pokrętłem i tabliczką 45x54mm | http://datasheet.lovatoelectric.com/Rotary_cam_switches/POL/GX16123O48.pdf | Rotary cam switch GX series, multi-step 0-1-2, 2 poles 16A, modular service cover for 35mm DIN reail mounting with black handle, front plate 45X54mm | http://datasheet.lovatoelectric.com/Rotary_cam_switches/RON/GX16123O48.pdf
GX16123P |  |  | Enclosed rotary cam switch GX series, multi-step 0-1-2, 2 poles 16A in plastic enclosure 90X90mm with black handle | http://datasheet.lovatoelectric.com/Rotary_cam_switches/ENG/GX16123P.pdf | Commutatore a camme serie GX, multivia 0-1-2 2 poli da 16A in cassetta plastica 90X90mm con maniglia nera | http://datasheet.lovatoelectric.com/Rotary_cam_switches/ITA/GX16123P.pdf | Łącznik krzywkowy serii GX, wielopozycyjny 0-1-2, 2 pola, 16A, w obudowie 90x90mm i czarnym pokrętłem | http://datasheet.lovatoelectric.com/Rotary_cam_switches/POL/GX16123P.pdf | Enclosed rotary cam switch GX series, multi-step 0-1-2, 2 poles 16A in plastic enclosure 90X90mm with black handle | http://datasheet.lovatoelectric.com/Rotary_cam_switches/RON/GX16123P.pdf
GX16123U |  |  | Rotary cam switch GX series, multi-step 0-1-2, 2 poles 16A, for front mounting with black handle, front plate 48X48mm | http://datasheet.lovatoelectric.com/Rotary_cam_switches/ENG/GX16123U.pdf | Commutatore a camme serie GX, multivia 0-1-2 2 poli da 16A in esecuzione per montaggio frontale con maniglia nera, mostrina 48X48mm | http://datasheet.lovatoelectric.com/Rotary_cam_switches/ITA/GX16123U.pdf | Łącznik krzywkowy serii GX, wielopozycyjny 0-1-2, 2 pola, 16A, do montażu tablicowego, z czarnym pokrętłem i tabliczką 48x48mm | http://datasheet.lovatoelectric.com/Rotary_cam_switches/POL/GX16123U.pdf | Rotary cam switch GX series, multi-step 0-1-2, 2 poles 16A, for front mounting with black handle, front plate 48X48mm | http://datasheet.lovatoelectric.com/Rotary_cam_switches/RON/GX16123U.pdf
GX16123U47 |  |  | Rotary cam switch GX series, multi-step 0-1-2, 2 poles 16A, for snap on front mounting with black handle for hole Ø22mm fixing, front plate 48X48mm | http://datasheet.lovatoelectric.com/Rotary_cam_switches/ENG/GX16123U47.pdf | Commutatore a camme serie GX, multivia 0-1-2 2 poli da 16A in esecuzione per montaggio frontale con maniglia nera e fissaggio a scatto per foro diametro 22mm, mostrina 48X48mm | http://datasheet.lovatoelectric.com/Rotary_cam_switches/ITA/GX16123U47.pdf | Łącznik krzywkowy serii GX, wielopozycyjny 0-1-2, 2 pola, 16A, do montażu tablicowego w otworze 22mm z czarnym pokrętłem, montowanym na zatrzask do korpusu i tabliczką 48x48mm | http://datasheet.lovatoelectric.com/Rotary_cam_switches/POL/GX16123U47.pdf | Rotary cam switch GX series, multi-step 0-1-2, 2 poles 16A, for snap on front mounting with black handle for hole Ø22mm fixing, front plate 48X48mm | http://datasheet.lovatoelectric.com/Rotary_cam_switches/RON/GX16123U47.pdf
GX16124O |  |  | Rotary cam switch GX series, multi-step 0-1-2-3, 2 poles 16A, for rear mounting with black handle, front plate 48X48mm | http://datasheet.lovatoelectric.com/Rotary_cam_switches/ENG/GX16124O.pdf | Commutatore a camme serie GX, multivia 0-1-2-3 2 poli da 16A in esecuzione per montaggio a fondo quadro con maniglia nera, mostrina 48X48mm | http://datasheet.lovatoelectric.com/Rotary_cam_switches/ITA/GX16124O.pdf | Łącznik krzywkowy serii GX, wielopozycyjny 0-1-2-3, 2 pola, 16A, do montażu wewnątrz szafy z czarnym pokrętłem i tabliczką 48x48mm | http://datasheet.lovatoelectric.com/Rotary_cam_switches/POL/GX16124O.pdf | Rotary cam switch GX series, multi-step 0-1-2-3, 2 poles 16A, for rear mounting with black handle, front plate 48X48mm | http://datasheet.lovatoelectric.com/Rotary_cam_switches/RON/GX16124O.pdf
GX16124O48 |  |  | Rotary cam switch GX series, multi-step 0-1-2-3, 2 poles 16A, modular service cover for 35mm DIN reail mounting with black handle, front plate 45X54mm | http://datasheet.lovatoelectric.com/Rotary_cam_switches/ENG/GX16124O48.pdf | Commutatore a camme serie GX, multivia 0-1-2-3 2 poli da 16A in esecuzione modulare per montaggio su guida DIN con maniglia nera, mostrina 45X54mm | http://datasheet.lovatoelectric.com/Rotary_cam_switches/ITA/GX16124O48.pdf | Łącznik krzywkowy serii GX, wielopozycyjny 0-1-2-3, 2 pola, 16A, wykonanie modułowe do montażu na szynie DIN 35mm, z czarnym pokrętłem i tabliczką 45x54mm | http://datasheet.lovatoelectric.com/Rotary_cam_switches/POL/GX16124O48.pdf | Rotary cam switch GX series, multi-step 0-1-2-3, 2 poles 16A, modular service cover for 35mm DIN reail mounting with black handle, front plate 45X54mm | http://datasheet.lovatoelectric.com/Rotary_cam_switches/RON/GX16124O48.pdf
GX16124P |  |  | Enclosed rotary cam switch GX series, multi-step 0-1-2-3, 2 poles 16A in plastic enclosure 90X90mm with black handle | http://datasheet.lovatoelectric.com/Rotary_cam_switches/ENG/GX16124P.pdf | Commutatore a camme serie GX, multivia 0-1-2-3 2 poli da 16A in cassetta plastica 90X90mm con maniglia nera | http://datasheet.lovatoelectric.com/Rotary_cam_switches/ITA/GX16124P.pdf | Łącznik krzywkowy serii GX, wielopozycyjny 0-1-2-3, 2 pola, 16A, w obudowie 90x90mm i czarnym pokrętłem | http://datasheet.lovatoelectric.com/Rotary_cam_switches/POL/GX16124P.pdf | Enclosed rotary cam switch GX series, multi-step 0-1-2-3, 2 poles 16A in plastic enclosure 90X90mm with black handle | http://datasheet.lovatoelectric.com/Rotary_cam_switches/RON/GX16124P.pdf
GX16124U |  |  | Rotary cam switch GX series, multi-step 0-1-2-3, 2 poles 16A, for front mounting with black handle, front plate 48X48mm | http://datasheet.lovatoelectric.com/Rotary_cam_switches/ENG/GX16124U.pdf | Commutatore a camme serie GX, multivia 0-1-2-3 2 poli da 16A in esecuzione per montaggio frontale con maniglia nera, mostrina 48X48mm | http://datasheet.lovatoelectric.com/Rotary_cam_switches/ITA/GX16124U.pdf | Łącznik krzywkowy serii GX, wielopozycyjny 0-1-2-3, 2 pola, 16A, do montażu tablicowego, z czarnym pokrętłem i tabliczką 48x48mm | http://datasheet.lovatoelectric.com/Rotary_cam_switches/POL/GX16124U.pdf | Rotary cam switch GX series, multi-step 0-1-2-3, 2 poles 16A, for front mounting with black handle, front plate 48X48mm | http://datasheet.lovatoelectric.com/Rotary_cam_switches/RON/GX16124U.pdf
GX16124U47 |  |  | Rotary cam switch GX series, multi-step 0-1-2-3, 2 poles 16A, for snap on front mounting with black handle for hole Ø22mm fixing, front plate 48X48mm | http://datasheet.lovatoelectric.com/Rotary_cam_switches/ENG/GX16124U47.pdf | Commutatore a camme serie GX, multivia 0-1-2-3 2 poli da 16A in esecuzione per montaggio frontale con maniglia nera e fissaggio a scatto per foro diametro 22mm, mostrina 48X48mm | http://datasheet.lovatoelectric.com/Rotary_cam_switches/ITA/GX16124U47.pdf | Łącznik krzywkowy serii GX, wielopozycyjny 0-1-2-3, 2 pola, 16A, do montażu tablicowego w otworze 22mm z czarnym pokrętłem, montowanym na zatrzask do korpusu i tabliczką 48x48mm | http://datasheet.lovatoelectric.com/Rotary_cam_switches/POL/GX16124U47.pdf | Rotary cam switch GX series, multi-step 0-1-2-3, 2 poles 16A, for snap on front mounting with black handle for hole Ø22mm fixing, front plate 48X48mm | http://datasheet.lovatoelectric.com/Rotary_cam_switches/RON/GX16124U47.pdf
GX1612O |  |  | Rotary cam switch GX series, star-delta motor starter switch 16A, for rear mounting with black handle, front plate 48X48mm | http://datasheet.lovatoelectric.com/Rotary_cam_switches/ENG/GX1612O.pdf | Commutatore a camme serie GX, avviatore stella-triangolo da 16A in esecuzione per montaggio a fondo quadro con maniglia nera, mostrina 48X48mm | http://datasheet.lovatoelectric.com/Rotary_cam_switches/ITA/GX1612O.pdf | Łącznik krzywkowy serii GX, przełącznik gwiazda-trójkąt, 16A, do montażu wewnątrz szafy z czarnym pokrętłem i tabliczką 48x48mm | http://datasheet.lovatoelectric.com/Rotary_cam_switches/POL/GX1612O.pdf | Rotary cam switch GX series, star-delta motor starter switch 16A, for rear mounting with black handle, front plate 48X48mm | http://datasheet.lovatoelectric.com/Rotary_cam_switches/RON/GX1612O.pdf
GX1612O48 |  |  | Rotary cam switch GX series, star-delta motor starter switch 16A, modular service cover for 35mm DIN reail mounting with black handle, front plate 45X54mm | http://datasheet.lovatoelectric.com/Rotary_cam_switches/ENG/GX1612O48.pdf | Commutatore a camme serie GX, avviatore stella-triangolo da 16A in esecuzione modulare per montaggio su guida DIN con maniglia nera, mostrina 45X54mm | http://datasheet.lovatoelectric.com/Rotary_cam_switches/ITA/GX1612O48.pdf | Łącznik krzywkowy serii GX, przełącznik gwiazda-trójkąt, 16A, wykonanie modułowe do montażu na szynie DIN 35mm, z czarnym pokrętłem i tabliczką 45x54mm | http://datasheet.lovatoelectric.com/Rotary_cam_switches/POL/GX1612O48.pdf | Rotary cam switch GX series, star-delta motor starter switch 16A, modular service cover for 35mm DIN reail mounting with black handle, front plate 45X54mm | http://datasheet.lovatoelectric.com/Rotary_cam_switches/RON/GX1612O48.pdf
GX1612O88 |  |  | Rotary cam switch GX series, star-delta motor starter switch 16A, for rear mounting with red/yellow handle padlockable in 0, door coupling and protection covers, front plate 48X48mm | http://datasheet.lovatoelectric.com/Rotary_cam_switches/ENG/GX1612O88.pdf | Commutatore a camme serie GX, avviatore stella-triangolo da 16A in esecuzione per montaggio a fondo quadro con maniglia giallo/rossa lucchettabile in 0 con funzione blocco porta e copriterminali, mostrina 48X48mm | http://datasheet.lovatoelectric.com/Rotary_cam_switches/ITA/GX1612O88.pdf | Łącznik krzywkowy serii GX, przełącznik gwiazda-trójkąt, 16A, do montażu wewnątrz szafy, z żółto/czerwonym pokrętłem blokowanym w pozycji 0, trzpieniem, osłonami zacisków i tabliczką 48x48mm | http://datasheet.lovatoelectric.com/Rotary_cam_switches/POL/GX1612O88.pdf | Rotary cam switch GX series, star-delta motor starter switch 16A, for rear mounting with red/yellow handle padlockable in 0, door coupling and protection covers, front plate 48X48mm | http://datasheet.lovatoelectric.com/Rotary_cam_switches/RON/GX1612O88.pdf
GX1612P |  |  | Enclosed rotary cam switch GX series, star-delta motor starter switch 16A in plastic enclosure 90X90mm with black handle | http://datasheet.lovatoelectric.com/Rotary_cam_switches/ENG/GX1612P.pdf | Commutatore a camme serie GX, avviatore stella-triangolo da 16A in cassetta plastica 90X90mm con maniglia nera | http://datasheet.lovatoelectric.com/Rotary_cam_switches/ITA/GX1612P.pdf | Łącznik krzywkowy serii GX, przełącznik gwiazda-trójkąt, 16A, w obudowie 90x90mm i czarnym pokrętłem | http://datasheet.lovatoelectric.com/Rotary_cam_switches/POL/GX1612P.pdf | Enclosed rotary cam switch GX series, star-delta motor starter switch 16A in plastic enclosure 90X90mm with black handle | http://datasheet.lovatoelectric.com/Rotary_cam_switches/RON/GX1612P.pdf
GX1612P25 |  |  | Enclosed rotary cam switch GX series, star-delta motor starter, 16A in plastic enclosure 90X90mm with red/yellow handle | http://datasheet.lovatoelectric.com/Rotary_cam_switches/ENG/GX1612P25.pdf | Commutatore a camme serie GX, avviatore stella-triangolo da 16A in cassetta plastica 90X90mm con maniglia giallo/rossa | http://datasheet.lovatoelectric.com/Rotary_cam_switches/ITA/GX1612P25.pdf | Łącznik krzywkowy serii GX, przełącznik gwiazda-trójkąt, 16A, w obudowie 90x90mm i żółto/czerwonym pokrętłem | http://datasheet.lovatoelectric.com/Rotary_cam_switches/POL/GX1612P25.pdf | Enclosed rotary cam switch GX series, star-delta motor starter, 16A in plastic enclosure 90X90mm with red/yellow handle | http://datasheet.lovatoelectric.com/Rotary_cam_switches/RON/GX1612P25.pdf
GX1612U |  |  | Rotary cam switch GX series, star-delta motor starter switch 16A, for front mounting with black handle, front plate 48X48mm | http://datasheet.lovatoelectric.com/Rotary_cam_switches/ENG/GX1612U.pdf | Commutatore a camme serie GX, avviatore stella-triangolo da 16A in esecuzione per montaggio frontale con maniglia nera, mostrina 48X48mm | http://datasheet.lovatoelectric.com/Rotary_cam_switches/ITA/GX1612U.pdf | Łącznik krzywkowy serii GX, przełącznik gwiazda-trójkąt, 16A, do montażu tablicowego, z czarnym pokrętłem i tabliczką 48x48mm | http://datasheet.lovatoelectric.com/Rotary_cam_switches/POL/GX1612U.pdf | Rotary cam switch GX series, star-delta motor starter switch 16A, for front mounting with black handle, front plate 48X48mm | http://datasheet.lovatoelectric.com/Rotary_cam_switches/RON/GX1612U.pdf
GX1612U25 |  |  | Rotary cam switch GX series, star-delta motor starter switch 16A, for front mounting with red/yellow handle padlockable in 0 and protection covers, front plate 48X48mm | http://datasheet.lovatoelectric.com/Rotary_cam_switches/ENG/GX1612U25.pdf | Commutatore a camme serie GX, avviatore stella-triangolo da 16A in esecuzione per montaggio frontale con maniglia giallo/rossa lucchettabile in 0 e copriterminali, mostrina 48X48mm | http://datasheet.lovatoelectric.com/Rotary_cam_switches/ITA/GX1612U25.pdf | Łącznik krzywkowy serii GX, przełącznik gwiazda-trójkąt, 16A, do montażu tablicowego, z żółto/czerwonym pokrętłem blokowanym w pozycji 0, osłonami zacisków i tabliczką 48x48mm | http://datasheet.lovatoelectric.com/Rotary_cam_switches/POL/GX1612U25.pdf | Rotary cam switch GX series, star-delta motor starter switch 16A, for front mounting with red/yellow handle padlockable in 0 and protection covers, front plate 48X48mm | http://datasheet.lovatoelectric.com/Rotary_cam_switches/RON/GX1612U25.pdf
GX1612U47 |  |  | Rotary cam switch GX series, star-delta motor starter switch 16A, modular service cover for 35mm DIN reail mounting with black handle, front plate 48X48mm | http://datasheet.lovatoelectric.com/Rotary_cam_switches/ENG/GX1612U47.pdf | Commutatore a camme serie GX, avviatore stella-triangolo da 16A in esecuzione modulare per montaggio su guida DIN con maniglia nera, mostrina 48X48mm | http://datasheet.lovatoelectric.com/Rotary_cam_switches/ITA/GX1612U47.pdf | Łącznik krzywkowy serii GX, przełącznik gwiazda-trójkąt, 16A, wykonanie do montażu tablicowego, z czarnym pokrętłem, montowanym na zatrzask i tabliczką 48x48mm | http://datasheet.lovatoelectric.com/Rotary_cam_switches/POL/GX1612U47.pdf | Rotary cam switch GX series, star-delta motor starter switch 16A, modular service cover for 35mm DIN reail mounting with black handle, front plate 48X48mm | http://datasheet.lovatoelectric.com/Rotary_cam_switches/RON/GX1612U47.pdf
GX16135O |  |  | Rotary cam switch GX series, multi-step 0-1-2, 3 poles 16A, for rear mounting with black handle, front plate 48X48mm | http://datasheet.lovatoelectric.com/Rotary_cam_switches/ENG/GX16135O.pdf | Commutatore a camme serie GX, multivia 0-1-2 3 poli da 16A in esecuzione per montaggio a fondo quadro con maniglia nera, mostrina 48X48mm | http://datasheet.lovatoelectric.com/Rotary_cam_switches/ITA/GX16135O.pdf | Łącznik krzywkowy serii GX, wielopozycyjny 0-1-2, 3 pola, 16A, do montażu wewnątrz szafy z czarnym pokrętłem i tabliczką 48x48mm | http://datasheet.lovatoelectric.com/Rotary_cam_switches/POL/GX16135O.pdf | Rotary cam switch GX series, multi-step 0-1-2, 3 poles 16A, for rear mounting with black handle, front plate 48X48mm | http://datasheet.lovatoelectric.com/Rotary_cam_switches/RON/GX16135O.pdf
GX16135O48 |  |  | Rotary cam switch GX series, multi-step 0-1-2, 3 poles 16A, modular service cover for 35mm DIN reail mounting with black handle, front plate 45X54mm | http://datasheet.lovatoelectric.com/Rotary_cam_switches/ENG/GX16135O48.pdf | Commutatore a camme serie GX, multivia 0-1-2 3 poli da 16A in esecuzione modulare per montaggio su guida DIN con maniglia nera, mostrina 45X54mm | http://datasheet.lovatoelectric.com/Rotary_cam_switches/ITA/GX16135O48.pdf | Łącznik krzywkowy serii GX, wielopozycyjny 0-1-2, 3 pola, 16A, wykonanie modułowe do montażu na szynie DIN 35mm, z czarnym pokrętłem i tabliczką 45x54mm | http://datasheet.lovatoelectric.com/Rotary_cam_switches/POL/GX16135O48.pdf | Rotary cam switch GX series, multi-step 0-1-2, 3 poles 16A, modular service cover for 35mm DIN reail mounting with black handle, front plate 45X54mm | http://datasheet.lovatoelectric.com/Rotary_cam_switches/RON/GX16135O48.pdf
GX16135P |  |  | Enclosed rotary cam switch GX series, multi-step 0-1-2, 3 poles 16A in plastic enclosure 90X90mm with black handle | http://datasheet.lovatoelectric.com/Rotary_cam_switches/ENG/GX16135P.pdf | Commutatore a camme serie GX, multivia 0-1-2 3 poli da 16A in cassetta plastica 90X90mm con maniglia nera | http://datasheet.lovatoelectric.com/Rotary_cam_switches/ITA/GX16135P.pdf | Łącznik krzywkowy serii GX, wielopozycyjny 0-1-2, 3 pola, 16A, w obudowie 90x90mm i czarnym pokrętłem | http://datasheet.lovatoelectric.com/Rotary_cam_switches/POL/GX16135P.pdf | Enclosed rotary cam switch GX series, multi-step 0-1-2, 3 poles 16A in plastic enclosure 90X90mm with black handle | http://datasheet.lovatoelectric.com/Rotary_cam_switches/RON/GX16135P.pdf
GX16135U |  |  | Rotary cam switch GX series, multi-step 0-1-2, 3 poles 16A, for front mounting with black handle, front plate 48X48mm | http://datasheet.lovatoelectric.com/Rotary_cam_switches/ENG/GX16135U.pdf | Commutatore a camme serie GX, multivia 0-1-2 3 poli da 16A in esecuzione per montaggio frontale con maniglia nera, mostrina 48X48mm | http://datasheet.lovatoelectric.com/Rotary_cam_switches/ITA/GX16135U.pdf | Łącznik krzywkowy serii GX, wielopozycyjny 0-1-2, 3 pola, 16A, do montażu tablicowego, z czarnym pokrętłem i tabliczką 48x48mm | http://datasheet.lovatoelectric.com/Rotary_cam_switches/POL/GX16135U.pdf | Rotary cam switch GX series, multi-step 0-1-2, 3 poles 16A, for front mounting with black handle, front plate 48X48mm | http://datasheet.lovatoelectric.com/Rotary_cam_switches/RON/GX16135U.pdf
GX16135U47 |  |  | Rotary cam switch GX series, multi-step 0-1-2, 3 poles 16A, for snap on front mounting with black handle for hole Ø22mm fixing, front plate 48X48mm | http://datasheet.lovatoelectric.com/Rotary_cam_switches/ENG/GX16135U47.pdf | Commutatore a camme serie GX, multivia 0-1-2 3 poli da 16A in esecuzione per montaggio frontale con maniglia nera e fissaggio a scatto per foro diametro 22mm, mostrina 48X48mm | http://datasheet.lovatoelectric.com/Rotary_cam_switches/ITA/GX16135U47.pdf | Łącznik krzywkowy serii GX, wielopozycyjny 0-1-2, 3 pola, 16A, do montażu tablicowego w otworze 22mm z czarnym pokrętłem, montowanym na zatrzask do korpusu i tabliczką 48x48mm | http://datasheet.lovatoelectric.com/Rotary_cam_switches/POL/GX16135U47.pdf | Rotary cam switch GX series, multi-step 0-1-2, 3 poles 16A, for snap on front mounting with black handle for hole Ø22mm fixing, front plate 48X48mm | http://datasheet.lovatoelectric.com/Rotary_cam_switches/RON/GX16135U47.pdf
GX16136O |  |  | Rotary cam switch GX series, multi-step 0-1-2-3, 3 poles 16A, for rear mounting with black handle, front plate 48X48mm | http://datasheet.lovatoelectric.com/Rotary_cam_switches/ENG/GX16136O.pdf | Commutatore a camme serie GX, multivia 0-1-2-3 3 poli da 16A in esecuzione per montaggio a fondo quadro con maniglia nera, mostrina 48X48mm | http://datasheet.lovatoelectric.com/Rotary_cam_switches/ITA/GX16136O.pdf | Łącznik krzywkowy serii GX, wielopozycyjny 0-1-2-3, 3 pola, 16A, do montażu wewnątrz szafy z czarnym pokrętłem i tabliczką 48x48mm | http://datasheet.lovatoelectric.com/Rotary_cam_switches/POL/GX16136O.pdf | Rotary cam switch GX series, multi-step 0-1-2-3, 3 poles 16A, for rear mounting with black handle, front plate 48X48mm | http://datasheet.lovatoelectric.com/Rotary_cam_switches/RON/GX16136O.pdf
GX16136O48 |  |  | Rotary cam switch GX series, multi-step 0-1-2-3, 3 poles 16A, modular service cover for 35mm DIN reail mounting with black handle, front plate 45X54mm | http://datasheet.lovatoelectric.com/Rotary_cam_switches/ENG/GX16136O48.pdf | Commutatore a camme serie GX, multivia 0-1-2-3 3 poli da 16A in esecuzione modulare per montaggio su guida DIN con maniglia nera, mostrina 45X54mm | http://datasheet.lovatoelectric.com/Rotary_cam_switches/ITA/GX16136O48.pdf | Łącznik krzywkowy serii GX, wielopozycyjny 0-1-2-3, 3 pola, 16A, wykonanie modułowe do montażu na szynie DIN 35mm, z czarnym pokrętłem i tabliczką 45x54mm | http://datasheet.lovatoelectric.com/Rotary_cam_switches/POL/GX16136O48.pdf | Rotary cam switch GX series, multi-step 0-1-2-3, 3 poles 16A, modular service cover for 35mm DIN reail mounting with black handle, front plate 45X54mm | http://datasheet.lovatoelectric.com/Rotary_cam_switches/RON/GX16136O48.pdf
GX16136P |  |  | Enclosed rotary cam switch GX series, multi-step 0-1-2-3, 3 poles 16A in plastic enclosure 90X90mm with black handle | http://datasheet.lovatoelectric.com/Rotary_cam_switches/ENG/GX16136P.pdf | Commutatore a camme serie GX, multivia 0-1-2-3 3 poli da 16A in cassetta plastica 90X90mm con maniglia nera | http://datasheet.lovatoelectric.com/Rotary_cam_switches/ITA/GX16136P.pdf | Łącznik krzywkowy serii GX, wielopozycyjny 0-1-2-3, 3 pola, 16A, w obudowie 90x90mm i czarnym pokrętłem | http://datasheet.lovatoelectric.com/Rotary_cam_switches/POL/GX16136P.pdf | Enclosed rotary cam switch GX series, multi-step 0-1-2-3, 3 poles 16A in plastic enclosure 90X90mm with black handle | http://datasheet.lovatoelectric.com/Rotary_cam_switches/RON/GX16136P.pdf
GX16136U |  |  | Rotary cam switch GX series, multi-step 0-1-2-3, 3 poles 16A, for front mounting with black handle, front plate 48X48mm | http://datasheet.lovatoelectric.com/Rotary_cam_switches/ENG/GX16136U.pdf | Commutatore a camme serie GX, multivia 0-1-2-3 3 poli da 16A in esecuzione per montaggio frontale con maniglia nera, mostrina 48X48mm | http://datasheet.lovatoelectric.com/Rotary_cam_switches/ITA/GX16136U.pdf | Łącznik krzywkowy serii GX, wielopozycyjny 0-1-2-3, 3 pola, 16A, do montażu tablicowego, z czarnym pokrętłem i tabliczką 48x48mm | http://datasheet.lovatoelectric.com/Rotary_cam_switches/POL/GX16136U.pdf | Rotary cam switch GX series, multi-step 0-1-2-3, 3 poles 16A, for front mounting with black handle, front plate 48X48mm | http://datasheet.lovatoelectric.com/Rotary_cam_switches/RON/GX16136U.pdf
GX16136U47 |  |  | Rotary cam switch GX series, multi-step 0-1-2-3, 3 poles 16A, for snap on front mounting with black handle for hole Ø22mm fixing, front plate 48X48mm | http://datasheet.lovatoelectric.com/Rotary_cam_switches/ENG/GX16136U47.pdf | Commutatore a camme serie GX, multivia 0-1-2-3 3 poli da 16A in esecuzione per montaggio frontale con maniglia nera e fissaggio a scatto per foro diametro 22mm, mostrina 48X48mm | http://datasheet.lovatoelectric.com/Rotary_cam_switches/ITA/GX16136U47.pdf | Łącznik krzywkowy serii GX, wielopozycyjny 0-1-2-3, 3 pola, 16A, do montażu tablicowego w otworze 22mm z czarnym pokrętłem, montowanym na zatrzask do korpusu i tabliczką 48x48mm | http://datasheet.lovatoelectric.com/Rotary_cam_switches/POL/GX16136U47.pdf | Rotary cam switch GX series, multi-step 0-1-2-3, 3 poles 16A, for snap on front mounting with black handle for hole Ø22mm fixing, front plate 48X48mm | http://datasheet.lovatoelectric.com/Rotary_cam_switches/RON/GX16136U47.pdf
GX1613O |  |  | Rotary cam switch GX series, Dahlander motor control switch 1-0-2, 16A, for rear mounting with black handle, front plate 48X48mm | http://datasheet.lovatoelectric.com/Rotary_cam_switches/ENG/GX1613O.pdf | Commutatore a camme serie GX, avviatore per motori Dahlander 1-0-2 da 16A in esecuzione per montaggio a fondo quadro con maniglia nera, mostrina 48X48mm | http://datasheet.lovatoelectric.com/Rotary_cam_switches/ITA/GX1613O.pdf | Łącznik krzywkowy serii GX, przełącznik silnika dwubiegunowego 1-0-2, układ Dahlandera, 16A, do montażu wewnątrz szafy z czarnym pokrętłem i tabliczką 48x48mm | http://datasheet.lovatoelectric.com/Rotary_cam_switches/POL/GX1613O.pdf | Rotary cam switch GX series, Dahlander motor control switch 1-0-2, 16A, for rear mounting with black handle, front plate 48X48mm | http://datasheet.lovatoelectric.com/Rotary_cam_switches/RON/GX1613O.pdf
GX1613O48 |  |  | Rotary cam switch GX series, Dahlander motor control switch 1-0-2, 16A, modular service cover for 35mm DIN reail mounting with black handle, front plate 45X54mm | http://datasheet.lovatoelectric.com/Rotary_cam_switches/ENG/GX1613O48.pdf | Commutatore a camme serie GX, avviatore per motori Dahlander 1-0-2 da 16A in esecuzione modulare per montaggio su guida DIN con maniglia nera, mostrina 45X54mm | http://datasheet.lovatoelectric.com/Rotary_cam_switches/ITA/GX1613O48.pdf | Łącznik krzywkowy serii GX, przełącznik silnika dwubiegunowego 1-0-2, układ Dahlandera, 16A, wykonanie modułowe do montażu na szynie DIN 35mm, z czarnym pokrętłem i tabliczką 45x54mm | http://datasheet.lovatoelectric.com/Rotary_cam_switches/POL/GX1613O48.pdf | Rotary cam switch GX series, Dahlander motor control switch 1-0-2, 16A, modular service cover for 35mm DIN reail mounting with black handle, front plate 45X54mm | http://datasheet.lovatoelectric.com/Rotary_cam_switches/RON/GX1613O48.pdf
GX1613O88 |  |  | Rotary cam switch GX series, Dahlander motor control switch 1-0-2, 16A, for rear mounting with red/yellow handle padlockable in 0, door coupling and protection covers, front plate 48X48mm | http://datasheet.lovatoelectric.com/Rotary_cam_switches/ENG/GX1613O88.pdf | Commutatore a camme serie GX, avviatore per motori Dahlander 1-0-2 da 16A in esecuzione per montaggio a fondo quadro con maniglia giallo/rossa lucchettabile in 0 con funzione blocco porta e copriterminali, mostrina 48X48mm | http://datasheet.lovatoelectric.com/Rotary_cam_switches/ITA/GX1613O88.pdf | Łącznik krzywkowy serii GX, przełącznik silnika dwubiegunowego 1-0-2, układ Dahlandera, 16A, do montażu wewnątrz szafy, z żółto/czerwonym pokrętłem blokowanym w pozycji 0, trzpieniem, osłonami zacisków i tabliczką 48x48mm | http://datasheet.lovatoelectric.com/Rotary_cam_switches/POL/GX1613O88.pdf | Rotary cam switch GX series, Dahlander motor control switch 1-0-2, 16A, for rear mounting with red/yellow handle padlockable in 0, door coupling and protection covers, front plate 48X48mm | http://datasheet.lovatoelectric.com/Rotary_cam_switches/RON/GX1613O88.pdf
GX1613P |  |  | Enclosed rotary cam switch 7GX series, Dahlander motor control switch 1-0-2, 16A in plastic enclosure 90X90mm with black handle | http://datasheet.lovatoelectric.com/Rotary_cam_switches/ENG/GX1613P.pdf | Commutatore a camme serie GX, avviatore per motori Dahlander 1-0-2 da 16A in cassetta plastica 90X90mm con maniglia nera | http://datasheet.lovatoelectric.com/Rotary_cam_switches/ITA/GX1613P.pdf | Łącznik krzywkowy serii 7GX, przełącznik silnika dwubiegunowego 1-0-2, układ Dahlandera, 16A, w obudowie 90x90mm i czarnym pokrętłem | http://datasheet.lovatoelectric.com/Rotary_cam_switches/POL/GX1613P.pdf | Enclosed rotary cam switch 7GX series, Dahlander motor control switch 1-0-2, 16A in plastic enclosure 90X90mm with black handle | http://datasheet.lovatoelectric.com/Rotary_cam_switches/RON/GX1613P.pdf
GX1613P25 |  |  | Enclosed rotary cam switch GX series, Dahlander motor control switch 1-0-2, 16A in plastic enclosure 90X90mm with red/yellow handle | http://datasheet.lovatoelectric.com/Rotary_cam_switches/ENG/GX1613P25.pdf | Commutatore a camme serie GX, avviatore per motori Dahlander 1-0-2 da 16A in cassetta plastica 90X90mm con maniglia giallo/rossa | http://datasheet.lovatoelectric.com/Rotary_cam_switches/ITA/GX1613P25.pdf | Łącznik krzywkowy serii GX, przełącznik silnika dwubiegunowego 1-0-2, układ Dahlandera, 16A, w obudowie 90x90mm i żółto/czerwonym pokrętłem | http://datasheet.lovatoelectric.com/Rotary_cam_switches/POL/GX1613P25.pdf | Enclosed rotary cam switch GX series, Dahlander motor control switch 1-0-2, 16A in plastic enclosure 90X90mm with red/yellow handle | http://datasheet.lovatoelectric.com/Rotary_cam_switches/RON/GX1613P25.pdf
GX1613U |  |  | Rotary cam switch GX series, Dahlander motor control switch 1-0-2, 16A, for front mounting with black handle, front plate 48X48mm | http://datasheet.lovatoelectric.com/Rotary_cam_switches/ENG/GX1613U.pdf | Commutatore a camme serie GX, avviatore per motori Dahlander 1-0-2 da 16A in esecuzione per montaggio frontale con maniglia nera, mostrina 48X48mm | http://datasheet.lovatoelectric.com/Rotary_cam_switches/ITA/GX1613U.pdf | Łącznik krzywkowy serii GX, przełącznik silnika dwubiegunowego 1-0-2, układ Dahlandera, 16A, do montażu tablicowego, z czarnym pokrętłem i tabliczką 48x48mm | http://datasheet.lovatoelectric.com/Rotary_cam_switches/POL/GX1613U.pdf | Rotary cam switch GX series, Dahlander motor control switch 1-0-2, 16A, for front mounting with black handle, front plate 48X48mm | http://datasheet.lovatoelectric.com/Rotary_cam_switches/RON/GX1613U.pdf
GX1613U25 |  |  | Rotary cam switch GX series, Dahlander motor control switch 1-0-2, 16A, for front mounting with red/yellow handle padlockable in 0 and protection covers, front plate 48X48mm | http://datasheet.lovatoelectric.com/Rotary_cam_switches/ENG/GX1613U25.pdf | Commutatore a camme serie GX, avviatore per motori Dahlander 1-0-2 da 16A in esecuzione per montaggio frontale con maniglia giallo/rossa lucchettabile in 0 e copriterminali, mostrina 48X48mm | http://datasheet.lovatoelectric.com/Rotary_cam_switches/ITA/GX1613U25.pdf | Łącznik krzywkowy serii GX, przełącznik silnika dwubiegunowego 1-0-2, układ Dahlandera, 16A, do montażu tablicowego, z żółto/czerwonym pokrętłem blokowanym w pozycji 0, osłonami zacisków i tabliczką 48x48mm | http://datasheet.lovatoelectric.com/Rotary_cam_switches/POL/GX1613U25.pdf | Rotary cam switch GX series, Dahlander motor control switch 1-0-2, 16A, for front mounting with red/yellow handle padlockable in 0 and protection covers, front plate 48X48mm | http://datasheet.lovatoelectric.com/Rotary_cam_switches/RON/GX1613U25.pdf
GX1613U47 |  |  | Rotary cam switch GX series, Dahlander motor control switch 1-0-2, 16A, modular service cover for 35mm DIN reail mounting with black handle, front plate 48X48mm | http://datasheet.lovatoelectric.com/Rotary_cam_switches/ENG/GX1613U47.pdf | Commutatore a camme serie GX, avviatore per motori Dahlander 1-0-2 da 16A in esecuzione modulare per montaggio su guida DIN con maniglia nera, mostrina 48X48mm | http://datasheet.lovatoelectric.com/Rotary_cam_switches/ITA/GX1613U47.pdf | Łącznik krzywkowy serii GX, przełącznik silnika dwubiegunowego 1-0-2, układ Dahlandera, 16A, wykonanie do montażu tablicowego, z czarnym pokrętłem, montowanym na zatrzask i tabliczką 48x48mm | http://datasheet.lovatoelectric.com/Rotary_cam_switches/POL/GX1613U47.pdf | Rotary cam switch GX series, Dahlander motor control switch 1-0-2, 16A, modular service cover for 35mm DIN reail mounting with black handle, front plate 48X48mm | http://datasheet.lovatoelectric.com/Rotary_cam_switches/RON/GX1613U47.pdf
GX1619O |  |  | Rotary cam switch GX series, Dahlander motor control switch 0-1-2, 16A, for rear mounting with black handle, front plate 48X48mm | http://datasheet.lovatoelectric.com/Rotary_cam_switches/ENG/GX1619O.pdf | Commutatore a camme serie GX, avviatore per motori Dahlander 0-1-2 da 16A in esecuzione per montaggio a fondo quadro con maniglia nera, mostrina 48X48mm | http://datasheet.lovatoelectric.com/Rotary_cam_switches/ITA/GX1619O.pdf | Łącznik krzywkowy serii GX, przełącznik silnika dwubiegunowego 0-1-2, układ Dahlandera, 16A, do montażu wewnątrz szafy z czarnym pokrętłem i tabliczką 48x48mm | http://datasheet.lovatoelectric.com/Rotary_cam_switches/POL/GX1619O.pdf | Rotary cam switch GX series, Dahlander motor control switch 0-1-2, 16A, for rear mounting with black handle, front plate 48X48mm | http://datasheet.lovatoelectric.com/Rotary_cam_switches/RON/GX1619O.pdf
GX1619O48 |  |  | Rotary cam switch GX series, Dahlander motor control switch 0-1-2, 16A, modular service cover for 35mm DIN reail mounting with black handle, front plate 45X54mm | http://datasheet.lovatoelectric.com/Rotary_cam_switches/ENG/GX1619O48.pdf | Commutatore a camme serie GX, avviatore per motori Dahlander 0-1-2 da 16A in esecuzione modulare per montaggio su guida DIN con maniglia nera, mostrina 45X54mm | http://datasheet.lovatoelectric.com/Rotary_cam_switches/ITA/GX1619O48.pdf | Łącznik krzywkowy serii GX, przełącznik silnika dwubiegunowego 0-1-2, układ Dahlandera, 16A, wykonanie modułowe do montażu na szynie DIN 35mm, z czarnym pokrętłem i tabliczką 45x54mm | http://datasheet.lovatoelectric.com/Rotary_cam_switches/POL/GX1619O48.pdf | Rotary cam switch GX series, Dahlander motor control switch 0-1-2, 16A, modular service cover for 35mm DIN reail mounting with black handle, front plate 45X54mm | http://datasheet.lovatoelectric.com/Rotary_cam_switches/RON/GX1619O48.pdf
GX1619O88 |  |  | Rotary cam switch GX series, Dahlander motor control switch 0-1-2, 16A, for rear mounting with red/yellow handle padlockable in 0, door coupling and protection covers, front plate 48X48mm | http://datasheet.lovatoelectric.com/Rotary_cam_switches/ENG/GX1619O88.pdf | Commutatore a camme serie GX, avviatore per motori Dahlander 0-1-2 da 16A in esecuzione per montaggio a fondo quadro con maniglia giallo/rossa lucchettabile in 0 con funzione blocco porta e copriterminali, mostrina 48X48mm | http://datasheet.lovatoelectric.com/Rotary_cam_switches/ITA/GX1619O88.pdf | Łącznik krzywkowy serii GX, przełącznik silnika dwubiegunowego 0-1-2, układ Dahlandera, 16A, do montażu wewnątrz szafy, z żółto/czerwonym pokrętłem blokowanym w pozycji 0, trzpieniem, osłonami zacisków i tabliczką 48x48mm | http://datasheet.lovatoelectric.com/Rotary_cam_switches/POL/GX1619O88.pdf | Rotary cam switch GX series, Dahlander motor control switch 0-1-2, 16A, for rear mounting with red/yellow handle padlockable in 0, door coupling and protection covers, front plate 48X48mm | http://datasheet.lovatoelectric.com/Rotary_cam_switches/RON/GX1619O88.pdf
GX1619P |  |  | Enclosed rotary cam switch GX series, Dahlander motor control switch 0-1-2, 16A in plastic enclosure 90X90mm with black handle | http://datasheet.lovatoelectric.com/Rotary_cam_switches/ENG/GX1619P.pdf | Commutatore a camme serie GX, avviatore per motori Dahlander 0-1-2 da 16A in cassetta plastica 90X90mm con maniglia nera | http://datasheet.lovatoelectric.com/Rotary_cam_switches/ITA/GX1619P.pdf | Łącznik krzywkowy serii GX, przełącznik silnika dwubiegunowego 0-1-2, układ Dahlandera, 16A, w obudowie 90x90mm i czarnym pokrętłem | http://datasheet.lovatoelectric.com/Rotary_cam_switches/POL/GX1619P.pdf | Enclosed rotary cam switch GX series, Dahlander motor control switch 0-1-2, 16A in plastic enclosure 90X90mm with black handle | http://datasheet.lovatoelectric.com/Rotary_cam_switches/RON/GX1619P.pdf
GX1619P25 |  |  | Enclosed rotary cam switch GX series, Dahlander motor control switch 0-1-2, 16A in plastic enclosure 90X90mm with red/yellow handle | http://datasheet.lovatoelectric.com/Rotary_cam_switches/ENG/GX1619P25.pdf | Commutatore a camme serie GX, avviatore per motori Dahlander 0-1-2 da 16A in cassetta plastica 90X90mm con maniglia giallo/rossa | http://datasheet.lovatoelectric.com/Rotary_cam_switches/ITA/GX1619P25.pdf | Łącznik krzywkowy serii GX, przełącznik silnika dwubiegunowego 0-1-2, układ Dahlandera, 16A, w obudowie 90x90mm i żółto/czerwonym pokrętłem | http://datasheet.lovatoelectric.com/Rotary_cam_switches/POL/GX1619P25.pdf | Enclosed rotary cam switch GX series, Dahlander motor control switch 0-1-2, 16A in plastic enclosure 90X90mm with red/yellow handle | http://datasheet.lovatoelectric.com/Rotary_cam_switches/RON/GX1619P25.pdf
GX1619U |  |  | Rotary cam switch GX series, Dahlander motor control switch 0-1-2, 16A, for front mounting with black handle, front plate 48X48mm | http://datasheet.lovatoelectric.com/Rotary_cam_switches/ENG/GX1619U.pdf | Commutatore a camme serie GX, avviatore per motori Dahlander 0-1-2 da 16A in esecuzione per montaggio frontale con maniglia nera, mostrina 48X48mm | http://datasheet.lovatoelectric.com/Rotary_cam_switches/ITA/GX1619U.pdf | Łącznik krzywkowy serii GX, przełącznik silnika dwubiegunowego 0-1-2, układ Dahlandera, 16A, do montażu tablicowego, z czarnym pokrętłem i tabliczką 48x48mm | http://datasheet.lovatoelectric.com/Rotary_cam_switches/POL/GX1619U.pdf | Rotary cam switch GX series, Dahlander motor control switch 0-1-2, 16A, for front mounting with black handle, front plate 48X48mm | http://datasheet.lovatoelectric.com/Rotary_cam_switches/RON/GX1619U.pdf
GX1619U25 |  |  | Rotary cam switch GX series, Dahlander motor control switch 0-1-2, 16A, for front mounting with red/yellow handle padlockable in 0 and protection covers, front plate 48X48mm | http://datasheet.lovatoelectric.com/Rotary_cam_switches/ENG/GX1619U25.pdf | Commutatore a camme serie GX, avviatore per motori Dahlander 0-1-2 da 16A in esecuzione per montaggio frontale con maniglia giallo/rossa lucchettabile in 0 e copriterminali, mostrina 48X48mm | http://datasheet.lovatoelectric.com/Rotary_cam_switches/ITA/GX1619U25.pdf | Łącznik krzywkowy serii GX, przełącznik silnika dwubiegunowego 0-1-2, układ Dahlandera, 16A, do montażu tablicowego, z żółto/czerwonym pokrętłem blokowanym w pozycji 0, osłonami zacisków i tabliczką 48x48mm | http://datasheet.lovatoelectric.com/Rotary_cam_switches/POL/GX1619U25.pdf | Rotary cam switch GX series, Dahlander motor control switch 0-1-2, 16A, for front mounting with red/yellow handle padlockable in 0 and protection covers, front plate 48X48mm | http://datasheet.lovatoelectric.com/Rotary_cam_switches/RON/GX1619U25.pdf
GX1619U47 |  |  | Rotary cam switch GX series, Dahlander motor control switch 0-1-2, 16A, modular service cover for 35mm DIN reail mounting with black handle, front plate 48X48mm | http://datasheet.lovatoelectric.com/Rotary_cam_switches/ENG/GX1619U47.pdf | Commutatore a camme serie GX, avviatore per motori Dahlander 0-1-2 da 16A in esecuzione modulare per montaggio su guida DIN con maniglia nera, mostrina 48X48mm | http://datasheet.lovatoelectric.com/Rotary_cam_switches/ITA/GX1619U47.pdf | Łącznik krzywkowy serii GX, przełącznik silnika dwubiegunowego 0-1-2, układ Dahlandera, 16A, wykonanie do montażu tablicowego, z czarnym pokrętłem, montowanym na zatrzask i tabliczką 48x48mm | http://datasheet.lovatoelectric.com/Rotary_cam_switches/POL/GX1619U47.pdf | Rotary cam switch GX series, Dahlander motor control switch 0-1-2, 16A, modular service cover for 35mm DIN reail mounting with black handle, front plate 48X48mm | http://datasheet.lovatoelectric.com/Rotary_cam_switches/RON/GX1619U47.pdf
GX1620O |  |  | Rotary cam switch GX series, Dahlander motor 2-speed reversing switch, 16A, for rear mounting with black handle, front plate 48X48mm | http://datasheet.lovatoelectric.com/Rotary_cam_switches/ENG/GX1620O.pdf | Commutatore a camme serie GX, invertitore di marcia a 2 velocita' per motori Dahlander da 16A in esecuzione per montaggio a fondo quadro con maniglia nera, mostrina 48X48mm | http://datasheet.lovatoelectric.com/Rotary_cam_switches/ITA/GX1620O.pdf | Łącznik krzywkowy serii GX, przełącznik zmiany kirunku obrotów silnika dwubiegunowego, układ Dahlandera, 16A, do montażu wewnątrz szafy z czarnym pokrętłem i tabliczką 48x48mm | http://datasheet.lovatoelectric.com/Rotary_cam_switches/POL/GX1620O.pdf | Rotary cam switch GX series, Dahlander motor 2-speed reversing switch, 16A, for rear mounting with black handle, front plate 48X48mm | http://datasheet.lovatoelectric.com/Rotary_cam_switches/RON/GX1620O.pdf
GX1620O48 |  |  | Rotary cam switch GX series, Dahlander motor 2-speed reversing switch, 16A, modular service cover for 35mm DIN reail mounting with black handle, front plate 45X54mm | http://datasheet.lovatoelectric.com/Rotary_cam_switches/ENG/GX1620O48.pdf | Commutatore a camme serie GX, invertitore di marcia a 2 velocita' per motori Dahlander da 16A in esecuzione modulare per montaggio su guida DIN con maniglia nera, mostrina 45X54mm | http://datasheet.lovatoelectric.com/Rotary_cam_switches/ITA/GX1620O48.pdf | Łącznik krzywkowy serii GX, przełącznik zmiany kirunku obrotów silnika dwubiegunowego, układ Dahlandera, 16A, wykonanie modułowe do montażu na szynie DIN 35mm, z czarnym pokrętłem i tabliczką 45x54mm | http://datasheet.lovatoelectric.com/Rotary_cam_switches/POL/GX1620O48.pdf | Rotary cam switch GX series, Dahlander motor 2-speed reversing switch, 16A, modular service cover for 35mm DIN reail mounting with black handle, front plate 45X54mm | http://datasheet.lovatoelectric.com/Rotary_cam_switches/RON/GX1620O48.pdf
GX1620O88 |  |  | Rotary cam switch GX series, Dahlander motor 2-speed reversing switch, 16A, for rear mounting with red/yellow handle padlockable in 0, door coupling and protection covers, front plate 48X48mm | http://datasheet.lovatoelectric.com/Rotary_cam_switches/ENG/GX1620O88.pdf | Commutatore a camme serie GX, invertitore di marcia a 2 velocita' per motori Dahlander da 16A in esecuzione per montaggio a fondo quadro con maniglia giallo/rossa lucchettabile in 0 con funzione blocco porta e copriterminali, mostrina 48X48mm | http://datasheet.lovatoelectric.com/Rotary_cam_switches/ITA/GX1620O88.pdf | Łącznik krzywkowy serii GX, przełącznik zmiany kirunku obrotów silnika dwubiegunowego, układ Dahlandera, 16A, do montażu wewnątrz szafy, z żółto/czerwonym pokrętłem blokowanym w pozycji 0, trzpieniem, osłonami zacisków i tabliczką 48x48mm | http://datasheet.lovatoelectric.com/Rotary_cam_switches/POL/GX1620O88.pdf | Rotary cam switch GX series, Dahlander motor 2-speed reversing switch, 16A, for rear mounting with red/yellow handle padlockable in 0, door coupling and protection covers, front plate 48X48mm | http://datasheet.lovatoelectric.com/Rotary_cam_switches/RON/GX1620O88.pdf
GX1620U |  |  | Rotary cam switch GX series, Dahlander motor 2-speed reversing switch, 16A, for front mounting with black handle, front plate 48X48mm | http://datasheet.lovatoelectric.com/Rotary_cam_switches/ENG/GX1620U.pdf | Commutatore a camme serie GX, invertitore di marcia a 2 velocita' per motori Dahlander da 16A in esecuzione per montaggio frontale con maniglia nera, mostrina 48X48mm | http://datasheet.lovatoelectric.com/Rotary_cam_switches/ITA/GX1620U.pdf | Łącznik krzywkowy serii GX, przełącznik zmiany kirunku obrotów silnika dwubiegunowego, układ Dahlandera, 16A, do montażu tablicowego, z czarnym pokrętłem i tabliczką 48x48mm | http://datasheet.lovatoelectric.com/Rotary_cam_switches/POL/GX1620U.pdf | Rotary cam switch GX series, Dahlander motor 2-speed reversing switch, 16A, for front mounting with black handle, front plate 48X48mm | http://datasheet.lovatoelectric.com/Rotary_cam_switches/RON/GX1620U.pdf
GX1620U25 |  |  | Rotary cam switch GX series, Dahlander motor 2-speed reversing switch, 16A, for front mounting with red/yellow handle padlockable in 0 and protection covers, front plate 48X48mm | http://datasheet.lovatoelectric.com/Rotary_cam_switches/ENG/GX1620U25.pdf | Commutatore a camme serie GX, invertitore di marcia a 2 velocita' per motori Dahlander da 16A in esecuzione per montaggio frontale con maniglia giallo/rossa lucchettabile in 0 e copriterminali, mostrina 48X48mm | http://datasheet.lovatoelectric.com/Rotary_cam_switches/ITA/GX1620U25.pdf | Łącznik krzywkowy serii GX, przełącznik zmiany kirunku obrotów silnika dwubiegunowego, układ Dahlandera, 16A, do montażu tablicowego, z żółto/czerwonym pokrętłem blokowanym w pozycji 0, osłonami zacisków i tabliczką 48x48mm | http://datasheet.lovatoelectric.com/Rotary_cam_switches/POL/GX1620U25.pdf | Rotary cam switch GX series, Dahlander motor 2-speed reversing switch, 16A, for front mounting with red/yellow handle padlockable in 0 and protection covers, front plate 48X48mm | http://datasheet.lovatoelectric.com/Rotary_cam_switches/RON/GX1620U25.pdf
GX1620U47 |  |  | Rotary cam switch GX series, Dahlander motor 2-speed reversing switch, 16A, modular service cover for 35mm DIN reail mounting with black handle, front plate 48X48mm | http://datasheet.lovatoelectric.com/Rotary_cam_switches/ENG/GX1620U47.pdf | Commutatore a camme serie GX, invertitore di marcia a 2 velocita' per motori Dahlander da 16A in esecuzione modulare per montaggio su guida DIN con maniglia nera, mostrina 48X48mm | http://datasheet.lovatoelectric.com/Rotary_cam_switches/ITA/GX1620U47.pdf | Łącznik krzywkowy serii GX, przełącznik zmiany kirunku obrotów silnika dwubiegunowego, układ Dahlandera, 16A, wykonanie do montażu tablicowego, z czarnym pokrętłem, montowanym na zatrzask i tabliczką 48x48mm | http://datasheet.lovatoelectric.com/Rotary_cam_switches/POL/GX1620U47.pdf | Rotary cam switch GX series, Dahlander motor 2-speed reversing switch, 16A, modular service cover for 35mm DIN reail mounting with black handle, front plate 48X48mm | http://datasheet.lovatoelectric.com/Rotary_cam_switches/RON/GX1620U47.pdf
GX1625O |  |  | Rotary cam switch GX series, 1-phase motor reversing switch with spring return 16A, for rear mounting with black handle, front plate 48X48mm | http://datasheet.lovatoelectric.com/Rotary_cam_switches/ENG/GX1625O.pdf | Commutatore a camme serie GX, invertitore di marcia monofase con ritorno a molla da 16A in esecuzione per montaggio a fondo quadro con maniglia nera, mostrina 48X48mm | http://datasheet.lovatoelectric.com/Rotary_cam_switches/ITA/GX1625O.pdf | Łącznik krzywkowy serii GX, przełącznik zmiany kierunku obrotów silnika 1 fazowego, z powrotem do pozycji 0, 16A, do montażu wewnątrz szafy z czarnym pokrętłem i tabliczką 48x48mm | http://datasheet.lovatoelectric.com/Rotary_cam_switches/POL/GX1625O.pdf | Rotary cam switch GX series, 1-phase motor reversing switch with spring return 16A, for rear mounting with black handle, front plate 48X48mm | http://datasheet.lovatoelectric.com/Rotary_cam_switches/RON/GX1625O.pdf
GX1625O48 |  |  | Rotary cam switch GX series, 1-phase motor reversing switch with spring return 16A, modular service cover for 35mm DIN reail mounting with black handle, front plate 45X54mm | http://datasheet.lovatoelectric.com/Rotary_cam_switches/ENG/GX1625O48.pdf | Commutatore a camme serie GX, invertitore di marcia monofase con ritorno a molla da 16A in esecuzione modulare per montaggio su guida DIN con maniglia nera, mostrina 45X54mm | http://datasheet.lovatoelectric.com/Rotary_cam_switches/ITA/GX1625O48.pdf | Łącznik krzywkowy serii GX, przełącznik zmiany kierunku obrotów silnika 1 fazowego, z powrotem do pozycji 0, 16A, wykonanie modułowe do montażu na szynie DIN 35mm, z czarnym pokrętłem i tabliczką 45x54mm | http://datasheet.lovatoelectric.com/Rotary_cam_switches/POL/GX1625O48.pdf | Rotary cam switch GX series, 1-phase motor reversing switch with spring return 16A, modular service cover for 35mm DIN reail mounting with black handle, front plate 45X54mm | http://datasheet.lovatoelectric.com/Rotary_cam_switches/RON/GX1625O48.pdf
GX1625O88 |  |  | Rotary cam switch GX series, 1-phase motor reversing switch with spring return 16A, for rear mounting with red/yellow handle padlockable in 0, door coupling and protection covers, front plate 48X48mm | http://datasheet.lovatoelectric.com/Rotary_cam_switches/ENG/GX1625O88.pdf | Commutatore a camme serie GX, invertitore di marcia monofase con ritorno a molla da 16A in esecuzione per montaggio a fondo quadro con maniglia giallo/rossa lucchettabile in 0 con funzione blocco porta e copriterminali, mostrina 48X48mm | http://datasheet.lovatoelectric.com/Rotary_cam_switches/ITA/GX1625O88.pdf | Łącznik krzywkowy serii GX, przełącznik zmiany kierunku obrotów silnika 1 fazowego, z powrotem do pozycji 0, 16A, do montażu wewnątrz szafy, z żółto/czerwonym pokrętłem blokowanym w pozycji 0, trzpieniem, osłonami zacisków i tabliczką 48x48mm | http://datasheet.lovatoelectric.com/Rotary_cam_switches/POL/GX1625O88.pdf | Rotary cam switch GX series, 1-phase motor reversing switch with spring return 16A, for rear mounting with red/yellow handle padlockable in 0, door coupling and protection covers, front plate 48X48mm | http://datasheet.lovatoelectric.com/Rotary_cam_switches/RON/GX1625O88.pdf
GX1625P |  |  | Enclosed rotary cam switch GX series, 1-phase motor reversing switch with spring return 16A in plastic enclosure 90X90mm with black handle | http://datasheet.lovatoelectric.com/Rotary_cam_switches/ENG/GX1625P.pdf | Commutatore a camme serie GX, invertitore di marcia monofase con ritorno a molla da 16A in cassetta plastica 90X90mm con maniglia nera | http://datasheet.lovatoelectric.com/Rotary_cam_switches/ITA/GX1625P.pdf | Łącznik krzywkowy serii GX, przełącznik zmiany kierunku obrotów silnika 1 fazowego, z powrotem do pozycji 0, 16A, w obudowie 90x90mm i czarnym pokrętłem | http://datasheet.lovatoelectric.com/Rotary_cam_switches/POL/GX1625P.pdf | Enclosed rotary cam switch GX series, 1-phase motor reversing switch with spring return 16A in plastic enclosure 90X90mm with black handle | http://datasheet.lovatoelectric.com/Rotary_cam_switches/RON/GX1625P.pdf
GX1625P25 |  |  | Enclosed rotary cam switch GX series, 1-phase motor reversing switch with spring return 16A in plastic enclosure 90X90mm with red/yellow handle | http://datasheet.lovatoelectric.com/Rotary_cam_switches/ENG/GX1625P25.pdf | Commutatore a camme serie GX, invertitore di marcia monofase con ritorno a molla da 16A in cassetta plastica 90X90mm con maniglia giallo/rossa | http://datasheet.lovatoelectric.com/Rotary_cam_switches/ITA/GX1625P25.pdf | Łącznik krzywkowy serii GX, przełącznik zmiany kierunku obrotów silnika 1 fazowego, z powrotem do pozycji 0, 16A, w obudowie 90x90mm i żółto/czerwonym pokrętłem | http://datasheet.lovatoelectric.com/Rotary_cam_switches/POL/GX1625P25.pdf | Enclosed rotary cam switch GX series, 1-phase motor reversing switch with spring return 16A in plastic enclosure 90X90mm with red/yellow handle | http://datasheet.lovatoelectric.com/Rotary_cam_switches/RON/GX1625P25.pdf
GX1625U |  |  | Rotary cam switch GX series, 1-phase motor reversing switch with spring return 16A, for front mounting with black handle, front plate 48X48mm | http://datasheet.lovatoelectric.com/Rotary_cam_switches/ENG/GX1625U.pdf | Commutatore a camme serie GX, invertitore di marcia monofase con ritorno a molla da 16A in esecuzione per montaggio frontale con maniglia nera, mostrina 48X48mm | http://datasheet.lovatoelectric.com/Rotary_cam_switches/ITA/GX1625U.pdf | Łącznik krzywkowy serii GX, przełącznik zmiany kierunku obrotów silnika 1 fazowego, z powrotem do pozycji 0, 16A, do montażu tablicowego, z czarnym pokrętłem i tabliczką 48x48mm | http://datasheet.lovatoelectric.com/Rotary_cam_switches/POL/GX1625U.pdf | Rotary cam switch GX series, 1-phase motor reversing switch with spring return 16A, for front mounting with black handle, front plate 48X48mm | http://datasheet.lovatoelectric.com/Rotary_cam_switches/RON/GX1625U.pdf
GX1625U25 |  |  | Rotary cam switch GX series, 1-phase motor reversing switch with spring return 16A, for front mounting with red/yellow handle padlockable in 0 and protection covers, front plate 48X48mm | http://datasheet.lovatoelectric.com/Rotary_cam_switches/ENG/GX1625U25.pdf | Commutatore a camme serie GX, invertitore di marcia monofase con ritorno a molla da 16A in esecuzione per montaggio frontale con maniglia giallo/rossa lucchettabile in 0 e copriterminali, mostrina 48X48mm | http://datasheet.lovatoelectric.com/Rotary_cam_switches/ITA/GX1625U25.pdf | Łącznik krzywkowy serii GX, przełącznik zmiany kierunku obrotów silnika 1 fazowego, z powrotem do pozycji 0, 16A, do montażu tablicowego, z żółto/czerwonym pokrętłem blokowanym w pozycji 0, osłonami zacisków i tabliczką 48x48mm | http://datasheet.lovatoelectric.com/Rotary_cam_switches/POL/GX1625U25.pdf | Rotary cam switch GX series, 1-phase motor reversing switch with spring return 16A, for front mounting with red/yellow handle padlockable in 0 and protection covers, front plate 48X48mm | http://datasheet.lovatoelectric.com/Rotary_cam_switches/RON/GX1625U25.pdf
GX1625U47 |  |  |  | http://datasheet.lovatoelectric.com/Rotary_cam_switches/ENG/GX1625U47.pdf |  | http://datasheet.lovatoelectric.com/Rotary_cam_switches/ITA/GX1625U47.pdf |  | http://datasheet.lovatoelectric.com/Rotary_cam_switches/POL/GX1625U47.pdf |  | http://datasheet.lovatoelectric.com/Rotary_cam_switches/RON/GX1625U47.pdf
GX1626O |  |  | Rotary cam switch GX series, 3-phase motor reversing switch with spring return 16A, for rear mounting with black handle, front plate 48X48mm | http://datasheet.lovatoelectric.com/Rotary_cam_switches/ENG/GX1626O.pdf | Commutatore a camme serie GX, invertitore di marcia trifase con ritorno di molla da 16A in esecuzione per montaggio a fondo quadro con maniglia nera, mostrina 48X48mm | http://datasheet.lovatoelectric.com/Rotary_cam_switches/ITA/GX1626O.pdf | Łącznik krzywkowy serii GX, przełącznik zmiany kierunku obrotów silnika 3 fazowego, z powrotem do pozycji 0, 16A, do montażu wewnątrz szafy z czarnym pokrętłem i tabliczką 48x48mm | http://datasheet.lovatoelectric.com/Rotary_cam_switches/POL/GX1626O.pdf | Rotary cam switch GX series, 3-phase motor reversing switch with spring return 16A, for rear mounting with black handle, front plate 48X48mm | http://datasheet.lovatoelectric.com/Rotary_cam_switches/RON/GX1626O.pdf
GX1626O48 |  |  | Rotary cam switch GX series, 3-phase motor reversing switch with spring return 16A, modular service cover for 35mm DIN reail mounting with black handle, front plate 45X54mm | http://datasheet.lovatoelectric.com/Rotary_cam_switches/ENG/GX1626O48.pdf | Commutatore a camme serie GX, invertitore di marcia trifase con ritorno di molla da 16A in esecuzione modulare per montaggio su guida DIN con maniglia nera, mostrina 45X54mm | http://datasheet.lovatoelectric.com/Rotary_cam_switches/ITA/GX1626O48.pdf | Łącznik krzywkowy serii GX, przełącznik zmiany kierunku obrotów silnika 3 fazowego, z powrotem do pozycji 0, 16A, wykonanie modułowe do montażu na szynie DIN 35mm, z czarnym pokrętłem i tabliczką 45x54mm | http://datasheet.lovatoelectric.com/Rotary_cam_switches/POL/GX1626O48.pdf | Rotary cam switch GX series, 3-phase motor reversing switch with spring return 16A, modular service cover for 35mm DIN reail mounting with black handle, front plate 45X54mm | http://datasheet.lovatoelectric.com/Rotary_cam_switches/RON/GX1626O48.pdf
GX1626O88 |  |  | Rotary cam switch GX series, 3-phase motor reversing switch with spring return 16A, for rear mounting with red/yellow handle padlockable in 0, door coupling and protection covers, front plate 48X48mm | http://datasheet.lovatoelectric.com/Rotary_cam_switches/ENG/GX1626O88.pdf | Commutatore a camme serie GX, invertitore di marcia trifase con ritorno a molla da 16A in esecuzione per montaggio a fondo quadro con maniglia giallo/rossa lucchettabile in 0 con funzione blocco porta e copriterminali, mostrina 48X48mm | http://datasheet.lovatoelectric.com/Rotary_cam_switches/ITA/GX1626O88.pdf | Łącznik krzywkowy serii GX, przełącznik zmiany kierunku obrotów silnika 3 fazowego, z powrotem do pozycji 0, 16A, do montażu wewnątrz szafy, z żółto/czerwonym pokrętłem blokowanym w pozycji 0, trzpieniem, osłonami zacisków i tabliczką 48x48mm | http://datasheet.lovatoelectric.com/Rotary_cam_switches/POL/GX1626O88.pdf | Rotary cam switch GX series, 3-phase motor reversing switch with spring return 16A, for rear mounting with red/yellow handle padlockable in 0, door coupling and protection covers, front plate 48X48mm | http://datasheet.lovatoelectric.com/Rotary_cam_switches/RON/GX1626O88.pdf
GX1626P |  |  | Enclosed rotary cam switch GX series, 3-phase motor reversing switch with spring return 16A in plastic enclosure 90X90mm with black handle | http://datasheet.lovatoelectric.com/Rotary_cam_switches/ENG/GX1626P.pdf | Commutatore a camme serie GX, invertitore di marcia trifase con ritorno a molla da 16A in cassetta plastica 90X90mm con maniglia nera | http://datasheet.lovatoelectric.com/Rotary_cam_switches/ITA/GX1626P.pdf | Łącznik krzywkowy serii GX, przełącznik zmiany kierunku obrotów silnika 3 fazowego, z powrotem do pozycji 0, 16A, w obudowie 90x90mm i czarnym pokrętłem | http://datasheet.lovatoelectric.com/Rotary_cam_switches/POL/GX1626P.pdf | Enclosed rotary cam switch GX series, 3-phase motor reversing switch with spring return 16A in plastic enclosure 90X90mm with black handle | http://datasheet.lovatoelectric.com/Rotary_cam_switches/RON/GX1626P.pdf
GX1626P25 |  |  | Enclosed rotary cam switch GX series, 3-phase motor reversing switch with spring return 16A in plastic enclosure 90X90mm with red/yellow handle | http://datasheet.lovatoelectric.com/Rotary_cam_switches/ENG/GX1626P25.pdf | Commutatore a camme serie GX, invertitore di marcia trifase con ritorno a molla da 16A in cassetta plastica 90X90mm con maniglia giallo/rossa | http://datasheet.lovatoelectric.com/Rotary_cam_switches/ITA/GX1626P25.pdf | Łącznik krzywkowy serii GX, przełącznik zmiany kierunku obrotów silnika 3 fazowego, z powrotem do pozycji 0, 16A, w obudowie 90x90mm i żółto/czerwonym pokrętłem | http://datasheet.lovatoelectric.com/Rotary_cam_switches/POL/GX1626P25.pdf | Enclosed rotary cam switch GX series, 3-phase motor reversing switch with spring return 16A in plastic enclosure 90X90mm with red/yellow handle | http://datasheet.lovatoelectric.com/Rotary_cam_switches/RON/GX1626P25.pdf
GX1626U |  |  | Rotary cam switch GX series, 3-phase motor reversing switch with spring return 16A, for front mounting with black handle, front plate 48X48mm | http://datasheet.lovatoelectric.com/Rotary_cam_switches/ENG/GX1626U.pdf | Commutatore a camme serie GX, invertitore di marcia trifase con ritorno a molla da 16A in esecuzione per montaggio frontale con maniglia nera, mostrina 48X48mm | http://datasheet.lovatoelectric.com/Rotary_cam_switches/ITA/GX1626U.pdf | Łącznik krzywkowy serii GX, przełącznik zmiany kierunku obrotów silnika 3 fazowego, z powrotem do pozycji 0, 16A, do montażu tablicowego, z czarnym pokrętłem i tabliczką 48x48mm | http://datasheet.lovatoelectric.com/Rotary_cam_switches/POL/GX1626U.pdf | Rotary cam switch GX series, 3-phase motor reversing switch with spring return 16A, for front mounting with black handle, front plate 48X48mm | http://datasheet.lovatoelectric.com/Rotary_cam_switches/RON/GX1626U.pdf
GX1626U25 |  |  | Rotary cam switch GX series, 3-phase motor reversing switch with spring return 16A, for front mounting with red/yellow handle padlockable in 0 and protection covers, front plate 48X48mm | http://datasheet.lovatoelectric.com/Rotary_cam_switches/ENG/GX1626U25.pdf | Commutatore a camme serie GX, invertitore di marcia monofase con ritorno a molla da 16A in esecuzione per montaggio frontale con maniglia giallo/rossa lucchettabile in 0 e copriterminali, mostrina 48X48mm | http://datasheet.lovatoelectric.com/Rotary_cam_switches/ITA/GX1626U25.pdf | Łącznik krzywkowy serii GX, przełącznik zmiany kierunku obrotów silnika 3 fazowego, z powrotem do pozycji 0, 16A, do montażu tablicowego, z żółto/czerwonym pokrętłem blokowanym w pozycji 0, osłonami zacisków i tabliczką 48x48mm | http://datasheet.lovatoelectric.com/Rotary_cam_switches/POL/GX1626U25.pdf | Rotary cam switch GX series, 3-phase motor reversing switch with spring return 16A, for front mounting with red/yellow handle padlockable in 0 and protection covers, front plate 48X48mm | http://datasheet.lovatoelectric.com/Rotary_cam_switches/RON/GX1626U25.pdf
GX1626U47 |  |  | Rotary cam switch GX series, 3-phase motor reversing switch with spring return 16A, modular service cover for 35mm DIN reail mounting with black handle, front plate 48X48mm | http://datasheet.lovatoelectric.com/Rotary_cam_switches/ENG/GX1626U47.pdf | Commutatore a camme serie GX, invertitore di marcia trifase con ritorno di molla da 16A in esecuzione modulare per montaggio su guida DIN con maniglia nera, mostrina 48X48mm | http://datasheet.lovatoelectric.com/Rotary_cam_switches/ITA/GX1626U47.pdf | Łącznik krzywkowy serii GX, przełącznik zmiany kierunku obrotów silnika 3 fazowego, z powrotem do pozycji 0, 16A, wykonanie do montażu tablicowego, z czarnym pokrętłem, montowanym na zatrzask i tabliczką 48x48mm | http://datasheet.lovatoelectric.com/Rotary_cam_switches/POL/GX1626U47.pdf | Rotary cam switch GX series, 3-phase motor reversing switch with spring return 16A, modular service cover for 35mm DIN reail mounting with black handle, front plate 48X48mm | http://datasheet.lovatoelectric.com/Rotary_cam_switches/RON/GX1626U47.pdf
GX1651O |  |  | Rotary cam switch GX series, changeover switch 1 pole 16A, for rear mounting with black handle, front plate 48X48mm | http://datasheet.lovatoelectric.com/Rotary_cam_switches/ENG/GX1651O.pdf | Commutatore a camme serie GX, commutatore 1 polo da 16A in esecuzione per montaggio a fondo quadro con maniglia nera, mostrina 48X48mm | http://datasheet.lovatoelectric.com/Rotary_cam_switches/ITA/GX1651O.pdf | Łącznik krzywkowy serii GX, przełącznik sieci, 1 pole, 16A, do montażu wewnątrz szafy z czarnym pokrętłem i tabliczką 48x48mm | http://datasheet.lovatoelectric.com/Rotary_cam_switches/POL/GX1651O.pdf | Rotary cam switch GX series, changeover switch 1 pole 16A, for rear mounting with black handle, front plate 48X48mm | http://datasheet.lovatoelectric.com/Rotary_cam_switches/RON/GX1651O.pdf
GX1651O48 |  |  | Rotary cam switch GX series, changeover switch 1 pole 16A, modular service cover for 35mm DIN reail mounting with black handle, front plate 45X54mm | http://datasheet.lovatoelectric.com/Rotary_cam_switches/ENG/GX1651O48.pdf | Commutatore a camme serie GX, commutatore 1 polo da 16A in esecuzione modulare per montaggio su guida DIN con maniglia nera, mostrina 45X54mm | http://datasheet.lovatoelectric.com/Rotary_cam_switches/ITA/GX1651O48.pdf | Łącznik krzywkowy serii GX, przełącznik sieci, 1 pole, 16A, wykonanie modułowe do montażu na szynie DIN 35mm, z czarnym pokrętłem i tabliczką 45x54mm | http://datasheet.lovatoelectric.com/Rotary_cam_switches/POL/GX1651O48.pdf | Rotary cam switch GX series, changeover switch 1 pole 16A, modular service cover for 35mm DIN reail mounting with black handle, front plate 45X54mm | http://datasheet.lovatoelectric.com/Rotary_cam_switches/RON/GX1651O48.pdf
GX1651P |  |  | Enclosed rotary cam switch GX series, changeover switch 1 pole 16A in plastic enclosure 90X90mm with black handle | http://datasheet.lovatoelectric.com/Rotary_cam_switches/ENG/GX1651P.pdf | Commutatore a camme serie GX, commutatore 1 polo da 16A in cassetta plastica 90X90mm con maniglia nera | http://datasheet.lovatoelectric.com/Rotary_cam_switches/ITA/GX1651P.pdf | Łącznik krzywkowy serii GX, przełącznik sieci, 1 pole, 16A, w obudowie 90x90mm i czarnym pokrętłem | http://datasheet.lovatoelectric.com/Rotary_cam_switches/POL/GX1651P.pdf | Enclosed rotary cam switch GX series, changeover switch 1 pole 16A in plastic enclosure 90X90mm with black handle | http://datasheet.lovatoelectric.com/Rotary_cam_switches/RON/GX1651P.pdf
GX1651U |  |  | Rotary cam switch GX series, changeover switch 1 pole 16A, for front mounting with black handle, front plate 48X48mm | http://datasheet.lovatoelectric.com/Rotary_cam_switches/ENG/GX1651U.pdf | Commutatore a camme serie GX, commutatore 1 polo da 16A in esecuzione per montaggio frontale con maniglia nera, mostrina 48X48mm | http://datasheet.lovatoelectric.com/Rotary_cam_switches/ITA/GX1651U.pdf | Łącznik krzywkowy serii GX, przełącznik sieci, 1 pole, 16A, do montażu tablicowego, z czarnym pokrętłem i tabliczką 48x48mm | http://datasheet.lovatoelectric.com/Rotary_cam_switches/POL/GX1651U.pdf | Rotary cam switch GX series, changeover switch 1 pole 16A, for front mounting with black handle, front plate 48X48mm | http://datasheet.lovatoelectric.com/Rotary_cam_switches/RON/GX1651U.pdf
GX1651U11 |  |  | Rotary cam switch GX series, changeover switch 1 pole 16A, for front mounting with black handle without front plate for hole Ø22mm fixing | http://datasheet.lovatoelectric.com/Rotary_cam_switches/ENG/GX1651U11.pdf | Commutatore a camme serie GX, commutatore 1 polo da 16A in esecuzione per montaggio frontale con maniglia nera senza mostrina con fissaggio foro diametro 22mm | http://datasheet.lovatoelectric.com/Rotary_cam_switches/ITA/GX1651U11.pdf | Łącznik krzywkowy serii GX, przełącznik sieci, 1 pole, 16A, do montażu tablicowego w otworze 22mm, z czarnym pokrętłem bez tabliczki | http://datasheet.lovatoelectric.com/Rotary_cam_switches/POL/GX1651U11.pdf | Rotary cam switch GX series, changeover switch 1 pole 16A, for front mounting with black handle without front plate for hole Ø22mm fixing | http://datasheet.lovatoelectric.com/Rotary_cam_switches/RON/GX1651U11.pdf
GX1651U12 |  |  | Rotary cam switch GX series, changeover switch 1 pole 16A, for front mounting without front plate with key operation for hole Ø22mm fixing | http://datasheet.lovatoelectric.com/Rotary_cam_switches/ENG/GX1651U12.pdf | Commutatore a camme serie GX, commutatore 1 polo da 16A in esecuzione per montaggio frontale senza mostrina con comando a chiave e fissaggio foro diametro 22mm | http://datasheet.lovatoelectric.com/Rotary_cam_switches/ITA/GX1651U12.pdf | Łącznik krzywkowy serii GX, przełącznik sieci, 1 pole, 16A, do montażu tablicowego w otworze 22mm, sterowanie kluczem, bez tabliczki | http://datasheet.lovatoelectric.com/Rotary_cam_switches/POL/GX1651U12.pdf | Rotary cam switch GX series, changeover switch 1 pole 16A, for front mounting without front plate with key operation for hole Ø22mm fixing | http://datasheet.lovatoelectric.com/Rotary_cam_switches/RON/GX1651U12.pdf
GX1651U47 |  |  | Rotary cam switch GX series, changeover switch 1 pole 16A, for snap on front mounting with black handle for hole Ø22mm fixing, front plate 48X48mm | http://datasheet.lovatoelectric.com/Rotary_cam_switches/ENG/GX1651U47.pdf | Commutatore a camme serie GX, commutatore 1 polo da 16A in esecuzione per montaggio frontale con maniglia nera e fissaggio a scatto per foro diametro 22mm, mostrina 48X48mm | http://datasheet.lovatoelectric.com/Rotary_cam_switches/ITA/GX1651U47.pdf | Łącznik krzywkowy serii GX, przełącznik sieci, 1 pole, 16A, do montażu tablicowego w otworze 22mm z czarnym pokrętłem, montowanym na zatrzask do korpusu i tabliczką 48x48mm | http://datasheet.lovatoelectric.com/Rotary_cam_switches/POL/GX1651U47.pdf | Rotary cam switch GX series, changeover switch 1 pole 16A, for snap on front mounting with black handle for hole Ø22mm fixing, front plate 48X48mm | http://datasheet.lovatoelectric.com/Rotary_cam_switches/RON/GX1651U47.pdf
GX1652O |  |  | Rotary cam switch GX series, changeover switch 2 poles 16A, for rear mounting with black handle, front plate 48X48mm | http://datasheet.lovatoelectric.com/Rotary_cam_switches/ENG/GX1652O.pdf | Commutatore a camme serie GX, commutatore 2 poli da 16A in esecuzione per montaggio a fondo quadro con maniglia nera, mostrina 48X48mm | http://datasheet.lovatoelectric.com/Rotary_cam_switches/ITA/GX1652O.pdf | Łącznik krzywkowy serii GX, przełącznik sieci, 2 pola, 16A, do montażu wewnątrz szafy z czarnym pokrętłem i tabliczką 48x48mm | http://datasheet.lovatoelectric.com/Rotary_cam_switches/POL/GX1652O.pdf | Rotary cam switch GX series, changeover switch 2 poles 16A, for rear mounting with black handle, front plate 48X48mm | http://datasheet.lovatoelectric.com/Rotary_cam_switches/RON/GX1652O.pdf
GX1652O48 |  |  | Rotary cam switch GX series, changeover switch 2 poles 16A, modular service cover for 35mm DIN reail mounting with black handle, front plate 45X54mm | http://datasheet.lovatoelectric.com/Rotary_cam_switches/ENG/GX1652O48.pdf | Commutatore a camme serie GX, commutatore 2 poli da 16A in esecuzione modulare per montaggio su guida DIN con maniglia nera, mostrina 45X54mm | http://datasheet.lovatoelectric.com/Rotary_cam_switches/ITA/GX1652O48.pdf | Łącznik krzywkowy serii GX, przełącznik sieci, 2 pola, 16A, wykonanie modułowe do montażu na szynie DIN 35mm, z czarnym pokrętłem i tabliczką 45x54mm | http://datasheet.lovatoelectric.com/Rotary_cam_switches/POL/GX1652O48.pdf | Rotary cam switch GX series, changeover switch 2 poles 16A, modular service cover for 35mm DIN reail mounting with black handle, front plate 45X54mm | http://datasheet.lovatoelectric.com/Rotary_cam_switches/RON/GX1652O48.pdf
GX1652P |  |  | Enclosed rotary cam switch GX series, changeover switch 2 poles 16A in plastic enclosure 90X90mm with black handle | http://datasheet.lovatoelectric.com/Rotary_cam_switches/ENG/GX1652P.pdf | Commutatore a camme serie GX, commutatore 2 poli da 16A in cassetta plastica 90X90mm con maniglia nera | http://datasheet.lovatoelectric.com/Rotary_cam_switches/ITA/GX1652P.pdf | Łącznik krzywkowy serii GX, przełącznik sieci, 2 pola, 16A, w obudowie 90x90mm i czarnym pokrętłem | http://datasheet.lovatoelectric.com/Rotary_cam_switches/POL/GX1652P.pdf | Enclosed rotary cam switch GX series, changeover switch 2 poles 16A in plastic enclosure 90X90mm with black handle | http://datasheet.lovatoelectric.com/Rotary_cam_switches/RON/GX1652P.pdf
GX1652U |  |  | Rotary cam switch GX series, changeover switch 2 poles 16A, for front mounting with black handle, front plate 48X48mm | http://datasheet.lovatoelectric.com/Rotary_cam_switches/ENG/GX1652U.pdf | Commutatore a camme serie GX, commutatore 2 poli da 16A in esecuzione per montaggio frontale con maniglia nera, mostrina 48X48mm | http://datasheet.lovatoelectric.com/Rotary_cam_switches/ITA/GX1652U.pdf | Łącznik krzywkowy serii GX, przełącznik sieci, 2 pola, 16A, do montażu tablicowego, z czarnym pokrętłem i tabliczką 48x48mm | http://datasheet.lovatoelectric.com/Rotary_cam_switches/POL/GX1652U.pdf | Rotary cam switch GX series, changeover switch 2 poles 16A, for front mounting with black handle, front plate 48X48mm | http://datasheet.lovatoelectric.com/Rotary_cam_switches/RON/GX1652U.pdf
GX1652U11 |  |  | Rotary cam switch GX series, changeover switch 2 poles 16A, for front mounting with black handle without front plate for hole Ø22mm fixing | http://datasheet.lovatoelectric.com/Rotary_cam_switches/ENG/GX1652U11.pdf | Commutatore a camme serie GX, commutatore 2 poli da 16A in esecuzione per montaggio frontale con maniglia nera senza mostrina con fissaggio foro diametro 22mm | http://datasheet.lovatoelectric.com/Rotary_cam_switches/ITA/GX1652U11.pdf | Łącznik krzywkowy serii GX, przełącznik sieci, 2 pola, 16A, do montażu tablicowego w otworze 22mm, z czarnym pokrętłem bez tabliczki | http://datasheet.lovatoelectric.com/Rotary_cam_switches/POL/GX1652U11.pdf | Rotary cam switch GX series, changeover switch 2 poles 16A, for front mounting with black handle without front plate for hole Ø22mm fixing | http://datasheet.lovatoelectric.com/Rotary_cam_switches/RON/GX1652U11.pdf
GX1652U12 |  |  | Rotary cam switch GX series, changeover switch 2 poles 16A, for front mounting without front plate with key operation for hole Ø22mm fixing | http://datasheet.lovatoelectric.com/Rotary_cam_switches/ENG/GX1652U12.pdf | Commutatore a camme serie GX, commutatore 2 poli da 16A in esecuzione per montaggio frontale senza mostrina con comando a chiave e fissaggio foro diametro 22mm | http://datasheet.lovatoelectric.com/Rotary_cam_switches/ITA/GX1652U12.pdf | Łącznik krzywkowy serii GX, przełącznik sieci, 2 pola, 16A, do montażu tablicowego w otworze 22mm, sterowanie kluczem, bez tabliczki | http://datasheet.lovatoelectric.com/Rotary_cam_switches/POL/GX1652U12.pdf | Rotary cam switch GX series, changeover switch 2 poles 16A, for front mounting without front plate with key operation for hole Ø22mm fixing | http://datasheet.lovatoelectric.com/Rotary_cam_switches/RON/GX1652U12.pdf
GX1652U47 |  |  | Rotary cam switch GX series, changeover switch 2 poles 16A, for snap on front mounting with black handle for hole Ø22mm fixing, front plate 48X48mm | http://datasheet.lovatoelectric.com/Rotary_cam_switches/ENG/GX1652U47.pdf | Commutatore a camme serie GX, commutatore 2 poli da 16A in esecuzione per montaggio frontale con maniglia nera e fissaggio a scatto per foro diametro 22mm, mostrina 48X48mm | http://datasheet.lovatoelectric.com/Rotary_cam_switches/ITA/GX1652U47.pdf | Łącznik krzywkowy serii GX, przełącznik sieci, 2 pola, 16A, do montażu tablicowego w otworze 22mm z czarnym pokrętłem, montowanym na zatrzask do korpusu i tabliczką 48x48mm | http://datasheet.lovatoelectric.com/Rotary_cam_switches/POL/GX1652U47.pdf | Rotary cam switch GX series, changeover switch 2 poles 16A, for snap on front mounting with black handle for hole Ø22mm fixing, front plate 48X48mm | http://datasheet.lovatoelectric.com/Rotary_cam_switches/RON/GX1652U47.pdf
GX1653O |  |  | Rotary cam switch GX series, changeover switch 3 poles 16A, for rear mounting with black handle, front plate 48X48mm | http://datasheet.lovatoelectric.com/Rotary_cam_switches/ENG/GX1653O.pdf | Commutatore a camme serie GX, commutatore 3 poli da 16A in esecuzione per montaggio a fondo quadro con maniglia nera, mostrina 48X48mm | http://datasheet.lovatoelectric.com/Rotary_cam_switches/ITA/GX1653O.pdf | Łącznik krzywkowy serii GX, przełącznik sieci, 3 pola, 16A, do montażu wewnątrz szafy z czarnym pokrętłem i tabliczką 48x48mm | http://datasheet.lovatoelectric.com/Rotary_cam_switches/POL/GX1653O.pdf | Rotary cam switch GX series, changeover switch 3 poles 16A, for rear mounting with black handle, front plate 48X48mm | http://datasheet.lovatoelectric.com/Rotary_cam_switches/RON/GX1653O.pdf
GX1653O48 |  |  | Rotary cam switch GX series, changeover switch 3 poles 16A, modular service cover for 35mm DIN reail mounting with black handle, front plate 45X54mm | http://datasheet.lovatoelectric.com/Rotary_cam_switches/ENG/GX1653O48.pdf | Commutatore a camme serie GX, commutatore 3 poli da 16A in esecuzione modulare per montaggio su guida DIN con maniglia nera, mostrina 45X54mm | http://datasheet.lovatoelectric.com/Rotary_cam_switches/ITA/GX1653O48.pdf | Łącznik krzywkowy serii GX, przełącznik sieci, 3 pola, 16A, wykonanie modułowe do montażu na szynie DIN 35mm, z czarnym pokrętłem i tabliczką 45x54mm | http://datasheet.lovatoelectric.com/Rotary_cam_switches/POL/GX1653O48.pdf | Rotary cam switch GX series, changeover switch 3 poles 16A, modular service cover for 35mm DIN reail mounting with black handle, front plate 45X54mm | http://datasheet.lovatoelectric.com/Rotary_cam_switches/RON/GX1653O48.pdf
GX1653O88 |  |  |  | http://datasheet.lovatoelectric.com/Rotary_cam_switches/ENG/GX1653O88.pdf |  | http://datasheet.lovatoelectric.com/Rotary_cam_switches/ITA/GX1653O88.pdf |  | http://datasheet.lovatoelectric.com/Rotary_cam_switches/POL/GX1653O88.pdf |  | http://datasheet.lovatoelectric.com/Rotary_cam_switches/RON/GX1653O88.pdf
GX1653P |  |  | Enclosed rotary cam switch GX series, changeover switch 3 poles 16A in plastic enclosure 90X90mm with black handle | http://datasheet.lovatoelectric.com/Rotary_cam_switches/ENG/GX1653P.pdf | Commutatore a camme serie GX, commutatore 3 poli da 16A in cassetta plastica 90X90mm con maniglia nera | http://datasheet.lovatoelectric.com/Rotary_cam_switches/ITA/GX1653P.pdf | Łącznik krzywkowy serii GX, przełącznik sieci, 3 pola, 16A, w obudowie 90x90mm i czarnym pokrętłem | http://datasheet.lovatoelectric.com/Rotary_cam_switches/POL/GX1653P.pdf | Enclosed rotary cam switch GX series, changeover switch 3 poles 16A in plastic enclosure 90X90mm with black handle | http://datasheet.lovatoelectric.com/Rotary_cam_switches/RON/GX1653P.pdf
GX1653P25 |  |  |  | http://datasheet.lovatoelectric.com/Rotary_cam_switches/ENG/GX1653P25.pdf |  | http://datasheet.lovatoelectric.com/Rotary_cam_switches/ITA/GX1653P25.pdf |  | http://datasheet.lovatoelectric.com/Rotary_cam_switches/POL/GX1653P25.pdf |  | http://datasheet.lovatoelectric.com/Rotary_cam_switches/RON/GX1653P25.pdf
GX1653U |  |  | Rotary cam switch GX series, changeover switch 3 poles 16A, for front mounting with black handle, front plate 48X48mm | http://datasheet.lovatoelectric.com/Rotary_cam_switches/ENG/GX1653U.pdf | Commutatore a camme serie GX, commutatore 3 poli da 16A in esecuzione per montaggio frontale con maniglia nera, mostrina 48X48mm | http://datasheet.lovatoelectric.com/Rotary_cam_switches/ITA/GX1653U.pdf | Łącznik krzywkowy serii GX, przełącznik sieci, 3 pola, 16A, do montażu tablicowego, z czarnym pokrętłem i tabliczką 48x48mm | http://datasheet.lovatoelectric.com/Rotary_cam_switches/POL/GX1653U.pdf | Rotary cam switch GX series, changeover switch 3 poles 16A, for front mounting with black handle, front plate 48X48mm | http://datasheet.lovatoelectric.com/Rotary_cam_switches/RON/GX1653U.pdf
GX1653U11 |  |  | Rotary cam switch GX series, changeover switch 3 poles 16A, for front mounting with black handle without front plate for hole Ø22mm fixing | http://datasheet.lovatoelectric.com/Rotary_cam_switches/ENG/GX1653U11.pdf | Commutatore a camme serie GX, commutatore 3 poli da 16A in esecuzione per montaggio frontale con maniglia nera senza mostrina con fissaggio foro diametro 22mm | http://datasheet.lovatoelectric.com/Rotary_cam_switches/ITA/GX1653U11.pdf | Łącznik krzywkowy serii GX, przełącznik sieci, 3 pola, 16A, do montażu tablicowego w otworze 22mm, z czarnym pokrętłem bez tabliczki | http://datasheet.lovatoelectric.com/Rotary_cam_switches/POL/GX1653U11.pdf | Rotary cam switch GX series, changeover switch 3 poles 16A, for front mounting with black handle without front plate for hole Ø22mm fixing | http://datasheet.lovatoelectric.com/Rotary_cam_switches/RON/GX1653U11.pdf
GX1653U12 |  |  | Rotary cam switch GX series, changeover switch 3 poles 16A, for front mounting without front plate with key operation for hole Ø22mm fixing | http://datasheet.lovatoelectric.com/Rotary_cam_switches/ENG/GX1653U12.pdf | Commutatore a camme serie GX, commutatore 3 poli da 16A in esecuzione per montaggio frontale senza mostrina con comando a chiave e fissaggio foro diametro 22mm | http://datasheet.lovatoelectric.com/Rotary_cam_switches/ITA/GX1653U12.pdf | Łącznik krzywkowy serii GX, przełącznik sieci, 3 pola, 16A, do montażu tablicowego w otworze 22mm, sterowanie kluczem, bez tabliczki | http://datasheet.lovatoelectric.com/Rotary_cam_switches/POL/GX1653U12.pdf | Rotary cam switch GX series, changeover switch 3 poles 16A, for front mounting without front plate with key operation for hole Ø22mm fixing | http://datasheet.lovatoelectric.com/Rotary_cam_switches/RON/GX1653U12.pdf
GX1653U25 |  |  |  | http://datasheet.lovatoelectric.com/Rotary_cam_switches/ENG/GX1653U25.pdf |  | http://datasheet.lovatoelectric.com/Rotary_cam_switches/ITA/GX1653U25.pdf |  | http://datasheet.lovatoelectric.com/Rotary_cam_switches/POL/GX1653U25.pdf |  | http://datasheet.lovatoelectric.com/Rotary_cam_switches/RON/GX1653U25.pdf
GX1653U47 |  |  | Rotary cam switch GX series, changeover switch 3 poles 16A, for snap on front mounting with black handle for hole Ø22mm fixing, front plate 48X48mm | http://datasheet.lovatoelectric.com/Rotary_cam_switches/ENG/GX1653U47.pdf | Commutatore a camme serie GX, commutatore 3 poli da 16A in esecuzione per montaggio frontale con maniglia nera e fissaggio a scatto per foro diametro 22mm, mostrina 48X48mm | http://datasheet.lovatoelectric.com/Rotary_cam_switches/ITA/GX1653U47.pdf | Łącznik krzywkowy serii GX, przełącznik sieci, 3 pola, 16A, do montażu tablicowego w otworze 22mm z czarnym pokrętłem, montowanym na zatrzask do korpusu i tabliczką 48x48mm | http://datasheet.lovatoelectric.com/Rotary_cam_switches/POL/GX1653U47.pdf | Rotary cam switch GX series, changeover switch 3 poles 16A, for snap on front mounting with black handle for hole Ø22mm fixing, front plate 48X48mm | http://datasheet.lovatoelectric.com/Rotary_cam_switches/RON/GX1653U47.pdf
GX1654O |  |  | Rotary cam switch GX series, changeover switch without 0, 1 pole 16A, for rear mounting with black handle, front plate 48X48mm | http://datasheet.lovatoelectric.com/Rotary_cam_switches/ENG/GX1654O.pdf | Commutatore a camme serie GX, deviatore 1 polo da 16A in esecuzione per montaggio a fondo quadro con maniglia nera, mostrina 48X48mm | http://datasheet.lovatoelectric.com/Rotary_cam_switches/ITA/GX1654O.pdf | Łącznik krzywkowy serii GX, przełącznik sieci bez 0, 1 pole, 16A, do montażu wewnątrz szafy z czarnym pokrętłem i tabliczką 48x48mm | http://datasheet.lovatoelectric.com/Rotary_cam_switches/POL/GX1654O.pdf | Rotary cam switch GX series, changeover switch without 0, 1 pole 16A, for rear mounting with black handle, front plate 48X48mm | http://datasheet.lovatoelectric.com/Rotary_cam_switches/RON/GX1654O.pdf
GX1654O48 |  |  | Rotary cam switch GX series, changeover switch without 0, 1 pole 16A, modular service cover for 35mm DIN reail mounting with black handle, front plate 45X54mm | http://datasheet.lovatoelectric.com/Rotary_cam_switches/ENG/GX1654O48.pdf | Commutatore a camme serie GX, deviatore 1 polo da 16A in esecuzione modulare per montaggio su guida DIN con maniglia nera, mostrina 45X54mm | http://datasheet.lovatoelectric.com/Rotary_cam_switches/ITA/GX1654O48.pdf | Łącznik krzywkowy serii GX, przełącznik sieci bez 0, 1 pole, 16A, wykonanie modułowe do montażu na szynie DIN 35mm, z czarnym pokrętłem i tabliczką 45x54mm | http://datasheet.lovatoelectric.com/Rotary_cam_switches/POL/GX1654O48.pdf | Rotary cam switch GX series, changeover switch without 0, 1 pole 16A, modular service cover for 35mm DIN reail mounting with black handle, front plate 45X54mm | http://datasheet.lovatoelectric.com/Rotary_cam_switches/RON/GX1654O48.pdf
GX1654P |  |  | Enclosed rotary cam switch GX series, changeover switch without 0, 1 pole 16A in plastic enclosure 90X90mm with black handle | http://datasheet.lovatoelectric.com/Rotary_cam_switches/ENG/GX1654P.pdf | Commutatore a camme serie GX, deviatore 1 polo da 16A in cassetta plastica 90X90mm con maniglia nera | http://datasheet.lovatoelectric.com/Rotary_cam_switches/ITA/GX1654P.pdf | Łącznik krzywkowy serii GX, przełącznik sieci bez 0, 1 pole, 16A, w obudowie 90x90mm i czarnym pokrętłem | http://datasheet.lovatoelectric.com/Rotary_cam_switches/POL/GX1654P.pdf | Enclosed rotary cam switch GX series, changeover switch without 0, 1 pole 16A in plastic enclosure 90X90mm with black handle | http://datasheet.lovatoelectric.com/Rotary_cam_switches/RON/GX1654P.pdf
GX1654U |  |  | Rotary cam switch GX series, changeover switch without 0, 1 pole 16A, for front mounting with black handle, front plate 48X48mm | http://datasheet.lovatoelectric.com/Rotary_cam_switches/ENG/GX1654U.pdf | Commutatore a camme serie GX, deviatore 1 polo da 16A in esecuzione per montaggio frontale con maniglia nera, mostrina 48X48mm | http://datasheet.lovatoelectric.com/Rotary_cam_switches/ITA/GX1654U.pdf | Łącznik krzywkowy serii GX, przełącznik sieci bez 0, 1 pole, 16A, do montażu tablicowego, z czarnym pokrętłem i tabliczką 48x48mm | http://datasheet.lovatoelectric.com/Rotary_cam_switches/POL/GX1654U.pdf | Rotary cam switch GX series, changeover switch without 0, 1 pole 16A, for front mounting with black handle, front plate 48X48mm | http://datasheet.lovatoelectric.com/Rotary_cam_switches/RON/GX1654U.pdf
GX1654U11 |  |  | Rotary cam switch GX series, changeover switch without 0, 1 pole 16A, for front mounting with black handle without front plate for hole Ø22mm fixing | http://datasheet.lovatoelectric.com/Rotary_cam_switches/ENG/GX1654U11.pdf | Commutatore a camme serie GX, deviatore 1 polo da 16A in esecuzione per montaggio frontale con maniglia nera senza mostrina con fissaggio foro diametro 22mm | http://datasheet.lovatoelectric.com/Rotary_cam_switches/ITA/GX1654U11.pdf | Łącznik krzywkowy serii GX, przełącznik sieci bez 0, 1 pole, 16A, do montażu tablicowego w otworze 22mm, z czarnym pokrętłem bez tabliczki | http://datasheet.lovatoelectric.com/Rotary_cam_switches/POL/GX1654U11.pdf | Rotary cam switch GX series, changeover switch without 0, 1 pole 16A, for front mounting with black handle without front plate for hole Ø22mm fixing | http://datasheet.lovatoelectric.com/Rotary_cam_switches/RON/GX1654U11.pdf
GX1654U12 |  |  | Rotary cam switch GX series, changeover switch without 0, 1 pole 16A, for front mounting without front plate with key operation for hole Ø22mm fixing | http://datasheet.lovatoelectric.com/Rotary_cam_switches/ENG/GX1654U12.pdf | Commutatore a camme serie GX, deviatore 1 polo da 16A in esecuzione per montaggio frontale senza mostrina con comando a chiave e fissaggio foro diametro 22mm | http://datasheet.lovatoelectric.com/Rotary_cam_switches/ITA/GX1654U12.pdf | Łącznik krzywkowy serii GX, przełącznik sieci bez 0, 1 pole, 16A, do montażu tablicowego w otworze 22mm, sterowanie kluczem, bez tabliczki | http://datasheet.lovatoelectric.com/Rotary_cam_switches/POL/GX1654U12.pdf | Rotary cam switch GX series, changeover switch without 0, 1 pole 16A, for front mounting without front plate with key operation for hole Ø22mm fixing | http://datasheet.lovatoelectric.com/Rotary_cam_switches/RON/GX1654U12.pdf
GX1654U47 |  |  | Rotary cam switch GX series, changeover switch without 0, 1 pole 16A, for snap on front mounting with black handle for hole Ø22mm fixing, front plate 48X48mm | http://datasheet.lovatoelectric.com/Rotary_cam_switches/ENG/GX1654U47.pdf | Commutatore a camme serie GX, deviatore 1 polo da 16A in esecuzione per montaggio frontale con maniglia nera e fissaggio a scatto per foro diametro 22mm, mostrina 48X48mm | http://datasheet.lovatoelectric.com/Rotary_cam_switches/ITA/GX1654U47.pdf | Łącznik krzywkowy serii GX, przełącznik sieci bez 0, 1 pole, 16A, do montażu tablicowego w otworze 22mm z czarnym pokrętłem, montowanym na zatrzask do korpusu i tabliczką 48x48mm | http://datasheet.lovatoelectric.com/Rotary_cam_switches/POL/GX1654U47.pdf | Rotary cam switch GX series, changeover switch without 0, 1 pole 16A, for snap on front mounting with black handle for hole Ø22mm fixing, front plate 48X48mm | http://datasheet.lovatoelectric.com/Rotary_cam_switches/RON/GX1654U47.pdf
GX1655O |  |  | Rotary cam switch GX series, changeover switch without 0, 2 poles 16A, for rear mounting with black handle, front plate 48X48mm | http://datasheet.lovatoelectric.com/Rotary_cam_switches/ENG/GX1655O.pdf | Commutatore a camme serie GX, deviatore 2 poli da 16A in esecuzione per montaggio a fondo quadro con maniglia nera, mostrina 48X48mm | http://datasheet.lovatoelectric.com/Rotary_cam_switches/ITA/GX1655O.pdf | Łącznik krzywkowy serii GX, przełącznik sieci bez 0, 2 pola, 16A, do montażu wewnątrz szafy z czarnym pokrętłem i tabliczką 48x48mm | http://datasheet.lovatoelectric.com/Rotary_cam_switches/POL/GX1655O.pdf | Rotary cam switch GX series, changeover switch without 0, 2 poles 16A, for rear mounting with black handle, front plate 48X48mm | http://datasheet.lovatoelectric.com/Rotary_cam_switches/RON/GX1655O.pdf
GX1655O48 |  |  | Rotary cam switch GX series, changeover switch without 0, 2 poles 16A, modular service cover for 35mm DIN reail mounting with black handle, front plate 45X54mm | http://datasheet.lovatoelectric.com/Rotary_cam_switches/ENG/GX1655O48.pdf | Commutatore a camme serie GX, deviatore 2 poli da 16A in esecuzione modulare per montaggio su guida DIN con maniglia nera, mostrina 45X54mm | http://datasheet.lovatoelectric.com/Rotary_cam_switches/ITA/GX1655O48.pdf | Łącznik krzywkowy serii GX, przełącznik sieci bez 0, 2 pola, 16A, wykonanie modułowe do montażu na szynie DIN 35mm, z czarnym pokrętłem i tabliczką 45x54mm | http://datasheet.lovatoelectric.com/Rotary_cam_switches/POL/GX1655O48.pdf | Rotary cam switch GX series, changeover switch without 0, 2 poles 16A, modular service cover for 35mm DIN reail mounting with black handle, front plate 45X54mm | http://datasheet.lovatoelectric.com/Rotary_cam_switches/RON/GX1655O48.pdf
GX1655P |  |  | Enclosed rotary cam switch GX series, changeover switch without 0, 2 poles 16A in plastic enclosure 90X90mm with black handle | http://datasheet.lovatoelectric.com/Rotary_cam_switches/ENG/GX1655P.pdf | Commutatore a camme serie GX, deviatore 2 poli da 16A in cassetta plastica 90X90mm con maniglia nera | http://datasheet.lovatoelectric.com/Rotary_cam_switches/ITA/GX1655P.pdf | Łącznik krzywkowy serii GX, przełącznik sieci bez 0, 2 pola, 16A, w obudowie 90x90mm i czarnym pokrętłem | http://datasheet.lovatoelectric.com/Rotary_cam_switches/POL/GX1655P.pdf | Enclosed rotary cam switch GX series, changeover switch without 0, 2 poles 16A in plastic enclosure 90X90mm with black handle | http://datasheet.lovatoelectric.com/Rotary_cam_switches/RON/GX1655P.pdf
GX1655U |  |  | Rotary cam switch GX series, changeover switch without 0, 2 poles 16A, for front mounting with black handle, front plate 48X48mm | http://datasheet.lovatoelectric.com/Rotary_cam_switches/ENG/GX1655U.pdf | Commutatore a camme serie GX, deviatore 2 poli da 16A in esecuzione per montaggio frontale con maniglia nera, mostrina 48X48mm | http://datasheet.lovatoelectric.com/Rotary_cam_switches/ITA/GX1655U.pdf | Łącznik krzywkowy serii GX, przełącznik sieci bez 0, 2 pola, 16A, do montażu tablicowego, z czarnym pokrętłem i tabliczką 48x48mm | http://datasheet.lovatoelectric.com/Rotary_cam_switches/POL/GX1655U.pdf | Rotary cam switch GX series, changeover switch without 0, 2 poles 16A, for front mounting with black handle, front plate 48X48mm | http://datasheet.lovatoelectric.com/Rotary_cam_switches/RON/GX1655U.pdf
GX1655U11 |  |  | Rotary cam switch GX series, changeover switch without 0, 2 poles 16A, for front mounting with black handle without front plate for hole Ø22mm fixing | http://datasheet.lovatoelectric.com/Rotary_cam_switches/ENG/GX1655U11.pdf | Commutatore a camme serie GX, deviatore 2 poli da 16A in esecuzione per montaggio frontale con maniglia nera senza mostrina con fissaggio foro diametro 22mm | http://datasheet.lovatoelectric.com/Rotary_cam_switches/ITA/GX1655U11.pdf | Łącznik krzywkowy serii GX, przełącznik sieci bez 0, 2 pola, 16A, do montażu tablicowego w otworze 22mm, z czarnym pokrętłem bez tabliczki | http://datasheet.lovatoelectric.com/Rotary_cam_switches/POL/GX1655U11.pdf | Rotary cam switch GX series, changeover switch without 0, 2 poles 16A, for front mounting with black handle without front plate for hole Ø22mm fixing | http://datasheet.lovatoelectric.com/Rotary_cam_switches/RON/GX1655U11.pdf
GX1655U12 |  |  | Rotary cam switch GX series, changeover switch without 0, 2 poles 16A, for front mounting without front plate with key operation for hole Ø22mm fixing | http://datasheet.lovatoelectric.com/Rotary_cam_switches/ENG/GX1655U12.pdf | Commutatore a camme serie GX, deviatore 2 poli da 16A in esecuzione per montaggio frontale senza mostrina con comando a chiave e fissaggio foro diametro 22mm | http://datasheet.lovatoelectric.com/Rotary_cam_switches/ITA/GX1655U12.pdf | Łącznik krzywkowy serii GX, przełącznik sieci bez 0, 2 pola, 16A, do montażu tablicowego w otworze 22mm, sterowanie kluczem, bez tabliczki | http://datasheet.lovatoelectric.com/Rotary_cam_switches/POL/GX1655U12.pdf | Rotary cam switch GX series, changeover switch without 0, 2 poles 16A, for front mounting without front plate with key operation for hole Ø22mm fixing | http://datasheet.lovatoelectric.com/Rotary_cam_switches/RON/GX1655U12.pdf
GX1655U47 |  |  | Rotary cam switch GX series, changeover switch without 0, 2 poles 16A, for snap on front mounting with black handle for hole Ø22mm fixing, front plate 48X48mm | http://datasheet.lovatoelectric.com/Rotary_cam_switches/ENG/GX1655U47.pdf | Commutatore a camme serie GX, deviatore 2 poli da 16A in esecuzione per montaggio frontale con maniglia nera e fissaggio a scatto per foro diametro 22mm, mostrina 48X48mm | http://datasheet.lovatoelectric.com/Rotary_cam_switches/ITA/GX1655U47.pdf | Łącznik krzywkowy serii GX, przełącznik sieci bez 0, 2 pola, 16A, do montażu tablicowego w otworze 22mm z czarnym pokrętłem, montowanym na zatrzask do korpusu i tabliczką 48x48mm | http://datasheet.lovatoelectric.com/Rotary_cam_switches/POL/GX1655U47.pdf | Rotary cam switch GX series, changeover switch without 0, 2 poles 16A, for snap on front mounting with black handle for hole Ø22mm fixing, front plate 48X48mm | http://datasheet.lovatoelectric.com/Rotary_cam_switches/RON/GX1655U47.pdf
GX1656O |  |  | Rotary cam switch GX series, changeover switch without 0, 3 poles 16A, for rear mounting with black handle, front plate 48X48mm | http://datasheet.lovatoelectric.com/Rotary_cam_switches/ENG/GX1656O.pdf | Commutatore a camme serie GX, deviatore 3 poli da 16A in esecuzione per montaggio a fondo quadro con maniglia nera, mostrina 48X48mm | http://datasheet.lovatoelectric.com/Rotary_cam_switches/ITA/GX1656O.pdf | Łącznik krzywkowy serii GX, przełącznik sieci bez 0, 3 pola, 16A, do montażu wewnątrz szafy z czarnym pokrętłem i tabliczką 48x48mm | http://datasheet.lovatoelectric.com/Rotary_cam_switches/POL/GX1656O.pdf | Rotary cam switch GX series, changeover switch without 0, 3 poles 16A, for rear mounting with black handle, front plate 48X48mm | http://datasheet.lovatoelectric.com/Rotary_cam_switches/RON/GX1656O.pdf
GX1656O48 |  |  | Rotary cam switch GX series, changeover switch without 0, 3 poles 16A, modular service cover for 35mm DIN reail mounting with black handle, front plate 45X54mm | http://datasheet.lovatoelectric.com/Rotary_cam_switches/ENG/GX1656O48.pdf | Commutatore a camme serie GX, deviatore 3 poli da 16A in esecuzione modulare per montaggio su guida DIN con maniglia nera, mostrina 45X54mm | http://datasheet.lovatoelectric.com/Rotary_cam_switches/ITA/GX1656O48.pdf | Łącznik krzywkowy serii GX, przełącznik sieci bez 0, 3 pola, 16A, wykonanie modułowe do montażu na szynie DIN 35mm, z czarnym pokrętłem i tabliczką 45x54mm | http://datasheet.lovatoelectric.com/Rotary_cam_switches/POL/GX1656O48.pdf | Rotary cam switch GX series, changeover switch without 0, 3 poles 16A, modular service cover for 35mm DIN reail mounting with black handle, front plate 45X54mm | http://datasheet.lovatoelectric.com/Rotary_cam_switches/RON/GX1656O48.pdf
GX1656P |  |  | Enclosed rotary cam switch GX series, changeover switch without 0, 3 poles 16A in plastic enclosure 90X90mm with black handle | http://datasheet.lovatoelectric.com/Rotary_cam_switches/ENG/GX1656P.pdf | Commutatore a camme serie GX, deviatore 3 poli da 16A in cassetta plastica 90X90mm con maniglia nera | http://datasheet.lovatoelectric.com/Rotary_cam_switches/ITA/GX1656P.pdf | Łącznik krzywkowy serii GX, przełącznik sieci bez 0, 3 pola, 16A, w obudowie 90x90mm i czarnym pokrętłem | http://datasheet.lovatoelectric.com/Rotary_cam_switches/POL/GX1656P.pdf | Enclosed rotary cam switch GX series, changeover switch without 0, 3 poles 16A in plastic enclosure 90X90mm with black handle | http://datasheet.lovatoelectric.com/Rotary_cam_switches/RON/GX1656P.pdf
GX1656U |  |  | Rotary cam switch GX series, changeover switch without 0, 3 poles 16A, for front mounting with black handle, front plate 48X48mm | http://datasheet.lovatoelectric.com/Rotary_cam_switches/ENG/GX1656U.pdf | Commutatore a camme serie GX, deviatore 3 poli da 16A in esecuzione per montaggio frontale con maniglia nera, mostrina 48X48mm | http://datasheet.lovatoelectric.com/Rotary_cam_switches/ITA/GX1656U.pdf | Łącznik krzywkowy serii GX, przełącznik sieci bez 0, 3 pola, 16A, do montażu tablicowego, z czarnym pokrętłem i tabliczką 48x48mm | http://datasheet.lovatoelectric.com/Rotary_cam_switches/POL/GX1656U.pdf | Rotary cam switch GX series, changeover switch without 0, 3 poles 16A, for front mounting with black handle, front plate 48X48mm | http://datasheet.lovatoelectric.com/Rotary_cam_switches/RON/GX1656U.pdf
GX1656U11 |  |  | Rotary cam switch GX series, changeover switch without 0, 3 poles 16A, for front mounting with black handle without front plate for hole Ø22mm fixing | http://datasheet.lovatoelectric.com/Rotary_cam_switches/ENG/GX1656U11.pdf | Commutatore a camme serie GX, deviatore 3 poli da 16A in esecuzione per montaggio frontale con maniglia nera senza mostrina con fissaggio foro diametro 22mm | http://datasheet.lovatoelectric.com/Rotary_cam_switches/ITA/GX1656U11.pdf | Łącznik krzywkowy serii GX, przełącznik sieci bez 0, 3 pola, 16A, do montażu tablicowego w otworze 22mm, z czarnym pokrętłem bez tabliczki | http://datasheet.lovatoelectric.com/Rotary_cam_switches/POL/GX1656U11.pdf | Rotary cam switch GX series, changeover switch without 0, 3 poles 16A, for front mounting with black handle without front plate for hole Ø22mm fixing | http://datasheet.lovatoelectric.com/Rotary_cam_switches/RON/GX1656U11.pdf
GX1656U12 |  |  | Rotary cam switch GX series, changeover switch without 0, 3 poles 16A, for front mounting without front plate with key operation for hole Ø22mm fixing | http://datasheet.lovatoelectric.com/Rotary_cam_switches/ENG/GX1656U12.pdf | Commutatore a camme serie GX, deviatore 3 poli da 16A in esecuzione per montaggio frontale senza mostrina con comando a chiave e fissaggio foro diametro 22mm | http://datasheet.lovatoelectric.com/Rotary_cam_switches/ITA/GX1656U12.pdf | Łącznik krzywkowy serii GX, przełącznik sieci bez 0, 3 pola, 16A, do montażu tablicowego w otworze 22mm, sterowanie kluczem, bez tabliczki | http://datasheet.lovatoelectric.com/Rotary_cam_switches/POL/GX1656U12.pdf | Rotary cam switch GX series, changeover switch without 0, 3 poles 16A, for front mounting without front plate with key operation for hole Ø22mm fixing | http://datasheet.lovatoelectric.com/Rotary_cam_switches/RON/GX1656U12.pdf
GX1656U47 |  |  | Rotary cam switch GX series, changeover switch without 0, 3 poles 16A, for snap on front mounting with black handle for hole Ø22mm fixing, front plate 48X48mm | http://datasheet.lovatoelectric.com/Rotary_cam_switches/ENG/GX1656U47.pdf | Commutatore a camme serie GX, deviatore 3 poli da 16A in esecuzione per montaggio frontale con maniglia nera e fissaggio a scatto per foro diametro 22mm, mostrina 48X48mm | http://datasheet.lovatoelectric.com/Rotary_cam_switches/ITA/GX1656U47.pdf | Łącznik krzywkowy serii GX, przełącznik sieci bez 0, 3 pola, 16A, do montażu tablicowego w otworze 22mm z czarnym pokrętłem, montowanym na zatrzask do korpusu i tabliczką 48x48mm | http://datasheet.lovatoelectric.com/Rotary_cam_switches/POL/GX1656U47.pdf | Rotary cam switch GX series, changeover switch without 0, 3 poles 16A, for snap on front mounting with black handle for hole Ø22mm fixing, front plate 48X48mm | http://datasheet.lovatoelectric.com/Rotary_cam_switches/RON/GX1656U47.pdf
GX1666O |  |  | Rotary cam switch GX series, voltmeter switch for phase-neutral and phase-phase voltages 16A, for rear mounting with black handle, front plate 48X48mm | http://datasheet.lovatoelectric.com/Rotary_cam_switches/ENG/GX1666O.pdf | Commutatore a camme serie GX, commutatore voltmetrico per tensioni di fase e concatenate da 16A in esecuzione per montaggio a fondo quadro con maniglia nera, mostrina 48X48mm | http://datasheet.lovatoelectric.com/Rotary_cam_switches/ITA/GX1666O.pdf | Łącznik krzywkowy serii GX, przełącznik woltomierzy, napięcia fazowe i międzyfazowe, 16A, do montażu wewnątrz szafy z czarnym pokrętłem i tabliczką 48x48mm | http://datasheet.lovatoelectric.com/Rotary_cam_switches/POL/GX1666O.pdf | Rotary cam switch GX series, voltmeter switch for phase-neutral and phase-phase voltages 16A, for rear mounting with black handle, front plate 48X48mm | http://datasheet.lovatoelectric.com/Rotary_cam_switches/RON/GX1666O.pdf
GX1666O48 |  |  | Rotary cam switch GX series, voltmeter switch for phase-neutral and phase-phase voltages 16A, modular service cover for 35mm DIN reail mounting with black handle, front plate 45X54mm | http://datasheet.lovatoelectric.com/Rotary_cam_switches/ENG/GX1666O48.pdf | Commutatore a camme serie GX, commutatore voltmetrico per tensioni di fase e concatenate da 16A in esecuzione modulare per montaggio su guida DIN con maniglia nera, mostrina 45X54mm | http://datasheet.lovatoelectric.com/Rotary_cam_switches/ITA/GX1666O48.pdf | Łącznik krzywkowy serii GX, przełącznik woltomierzy, napięcia fazowe i międzyfazowe, 16A, wykonanie modułowe do montażu na szynie DIN 35mm, z czarnym pokrętłem i tabliczką 45x54mm | http://datasheet.lovatoelectric.com/Rotary_cam_switches/POL/GX1666O48.pdf | Rotary cam switch GX series, voltmeter switch for phase-neutral and phase-phase voltages 16A, modular service cover for 35mm DIN reail mounting with black handle, front plate 45X54mm | http://datasheet.lovatoelectric.com/Rotary_cam_switches/RON/GX1666O48.pdf
GX1666U |  |  | Rotary cam switch GX series, voltmeter switch for phase-neutral and phase-phase voltages 16A, for front mounting with black handle, front plate 48X48mm | http://datasheet.lovatoelectric.com/Rotary_cam_switches/ENG/GX1666U.pdf | Commutatore a camme serie GX, commutatore voltmetrico per tensioni di fase e concatenate da 16A in esecuzione per montaggio frontale con maniglia nera, mostrina 48X48mm | http://datasheet.lovatoelectric.com/Rotary_cam_switches/ITA/GX1666U.pdf | Łącznik krzywkowy serii GX, przełącznik woltomierzy, napięcia fazowe i międzyfazowe, 16A, do montażu tablicowego, z czarnym pokrętłem i tabliczką 48x48mm | http://datasheet.lovatoelectric.com/Rotary_cam_switches/POL/GX1666U.pdf | Rotary cam switch GX series, voltmeter switch for phase-neutral and phase-phase voltages 16A, for front mounting with black handle, front plate 48X48mm | http://datasheet.lovatoelectric.com/Rotary_cam_switches/RON/GX1666U.pdf
GX1666U47 |  |  | Rotary cam switch GX series, voltmeter switch for phase-neutral and phase-phase voltages 16A, for snap on front mounting with black handle for hole Ø22mm fixing, front plate 48X48mm | http://datasheet.lovatoelectric.com/Rotary_cam_switches/ENG/GX1666U47.pdf | Commutatore a camme serie GX, commutatore voltmetrico per tensioni di fase e concatenate da 16A in esecuzione per montaggio frontale con maniglia nera e fissaggio a scatto per foro diametro 22mm, mostrina 48X48mm | http://datasheet.lovatoelectric.com/Rotary_cam_switches/ITA/GX1666U47.pdf | Łącznik krzywkowy serii GX, przełącznik woltomierzy, napięcia fazowe i międzyfazowe, 16A, do montażu tablicowego w otworze 22mm z czarnym pokrętłem, montowanym na zatrzask do korpusu i tabliczką 48x48mm | http://datasheet.lovatoelectric.com/Rotary_cam_switches/POL/GX1666U47.pdf | Rotary cam switch GX series, voltmeter switch for phase-neutral and phase-phase voltages 16A, for snap on front mounting with black handle for hole Ø22mm fixing, front plate 48X48mm | http://datasheet.lovatoelectric.com/Rotary_cam_switches/RON/GX1666U47.pdf
GX1667O |  |  | Rotary cam switch GX series, voltmeter switch for phase-phase voltages 16A, for rear mounting with black handle, front plate 48X48mm | http://datasheet.lovatoelectric.com/Rotary_cam_switches/ENG/GX1667O.pdf | Commutatore a camme serie GX, commutatore voltmetrico per tensioni concatenate da 16A in esecuzione per montaggio a fondo quadro con maniglia nera, mostrina 48X48mm | http://datasheet.lovatoelectric.com/Rotary_cam_switches/ITA/GX1667O.pdf | Łącznik krzywkowy serii GX, przełącznik woltomierzy, napięcia międzyfazowe, 16A, do montażu wewnątrz szafy z czarnym pokrętłem i tabliczką 48x48mm | http://datasheet.lovatoelectric.com/Rotary_cam_switches/POL/GX1667O.pdf | Rotary cam switch GX series, voltmeter switch for phase-phase voltages 16A, for rear mounting with black handle, front plate 48X48mm | http://datasheet.lovatoelectric.com/Rotary_cam_switches/RON/GX1667O.pdf
GX1667O48 |  |  | Rotary cam switch GX series, voltmeter switch for phase-phase voltages 16A, modular service cover for 35mm DIN reail mounting with black handle, front plate 45X54mm | http://datasheet.lovatoelectric.com/Rotary_cam_switches/ENG/GX1667O48.pdf | Commutatore a camme serie GX, commutatore voltmetrico per tensioni concatenate da 16A in esecuzione modulare per montaggio su guida DIN con maniglia nera, mostrina 45X54mm | http://datasheet.lovatoelectric.com/Rotary_cam_switches/ITA/GX1667O48.pdf | Łącznik krzywkowy serii GX, przełącznik woltomierzy, napięcia międzyfazowe, 16A, wykonanie modułowe do montażu na szynie DIN 35mm, z czarnym pokrętłem i tabliczką 45x54mm | http://datasheet.lovatoelectric.com/Rotary_cam_switches/POL/GX1667O48.pdf | Rotary cam switch GX series, voltmeter switch for phase-phase voltages 16A, modular service cover for 35mm DIN reail mounting with black handle, front plate 45X54mm | http://datasheet.lovatoelectric.com/Rotary_cam_switches/RON/GX1667O48.pdf
GX1667U |  |  | Rotary cam switch GX series, voltmeter switch for phase-phase voltages 16A, for front mounting with black handle, front plate 48X48mm | http://datasheet.lovatoelectric.com/Rotary_cam_switches/ENG/GX1667U.pdf | Commutatore a camme serie GX, commutatore voltmetrico per tensioni concatenate da 16A in esecuzione per montaggio frontale con maniglia nera, mostrina 48X48mm | http://datasheet.lovatoelectric.com/Rotary_cam_switches/ITA/GX1667U.pdf | Łącznik krzywkowy serii GX, przełącznik woltomierzy, napięcia międzyfazowe, 16A, do montażu tablicowego, z czarnym pokrętłem i tabliczką 48x48mm | http://datasheet.lovatoelectric.com/Rotary_cam_switches/POL/GX1667U.pdf | Rotary cam switch GX series, voltmeter switch for phase-phase voltages 16A, for front mounting with black handle, front plate 48X48mm | http://datasheet.lovatoelectric.com/Rotary_cam_switches/RON/GX1667U.pdf
GX1667U47 |  |  | Rotary cam switch GX series, voltmeter switch for phase-phase voltages 16A, for snap on front mounting with black handle for hole Ø22mm fixing, front plate 48X48mm | http://datasheet.lovatoelectric.com/Rotary_cam_switches/ENG/GX1667U47.pdf | Commutatore a camme serie GX, commutatore voltmetrico per tensioni concatenate da 16A in esecuzione per montaggio frontale con maniglia nera e fissaggio a scatto per foro diametro 22mm, mostrina 48X48mm | http://datasheet.lovatoelectric.com/Rotary_cam_switches/ITA/GX1667U47.pdf | Łącznik krzywkowy serii GX, przełącznik woltomierzy, napięcia międzyfazowe, 16A, do montażu tablicowego w otworze 22mm z czarnym pokrętłem, montowanym na zatrzask do korpusu i tabliczką 48x48mm | http://datasheet.lovatoelectric.com/Rotary_cam_switches/POL/GX1667U47.pdf | Rotary cam switch GX series, voltmeter switch for phase-phase voltages 16A, for snap on front mounting with black handle for hole Ø22mm fixing, front plate 48X48mm | http://datasheet.lovatoelectric.com/Rotary_cam_switches/RON/GX1667U47.pdf
GX1668O |  |  | Rotary cam switch GX series, voltmeter switch for phase-neutral voltages 16A, for rear mounting with black handle, front plate 48X48mm | http://datasheet.lovatoelectric.com/Rotary_cam_switches/ENG/GX1668O.pdf | Commutatore a camme serie GX, commutatore voltmetrico per tensioni di fase da 16A in esecuzione per montaggio a fondo quadro con maniglia nera, mostrina 48X48mm | http://datasheet.lovatoelectric.com/Rotary_cam_switches/ITA/GX1668O.pdf | Łącznik krzywkowy serii GX, przełącznik woltomierzy, napięcia fazowe, 16A, do montażu wewnątrz szafy z czarnym pokrętłem i tabliczką 48x48mm | http://datasheet.lovatoelectric.com/Rotary_cam_switches/POL/GX1668O.pdf | Rotary cam switch GX series, voltmeter switch for phase-neutral voltages 16A, for rear mounting with black handle, front plate 48X48mm | http://datasheet.lovatoelectric.com/Rotary_cam_switches/RON/GX1668O.pdf
GX1668O48 |  |  | Rotary cam switch GX series, voltmeter switch phase-neutral voltages 16A, modular service cover for 35mm DIN reail mounting with black handle, front plate 45X54mm | http://datasheet.lovatoelectric.com/Rotary_cam_switches/ENG/GX1668O48.pdf | Commutatore a camme serie GX, commutatore voltmetrico per tensioni di fase da 16A in esecuzione modulare per montaggio su guida DIN con maniglia nera, mostrina 45X54mm | http://datasheet.lovatoelectric.com/Rotary_cam_switches/ITA/GX1668O48.pdf | Łącznik krzywkowy serii GX, przełącznik woltomierzy, napięcia fazowe, 16A, wykonanie modułowe do montażu na szynie DIN 35mm, z czarnym pokrętłem i tabliczką 45x54mm | http://datasheet.lovatoelectric.com/Rotary_cam_switches/POL/GX1668O48.pdf | Rotary cam switch GX series, voltmeter switch phase-neutral voltages 16A, modular service cover for 35mm DIN reail mounting with black handle, front plate 45X54mm | http://datasheet.lovatoelectric.com/Rotary_cam_switches/RON/GX1668O48.pdf
GX1668U |  |  | Rotary cam switch GX series, voltmeter switch for phase-neutral voltages 16A, for front mounting with black handle, front plate 48X48mm | http://datasheet.lovatoelectric.com/Rotary_cam_switches/ENG/GX1668U.pdf | Commutatore a camme serie GX, commutatore voltmetrico per tensioni cdi fase da 16A in esecuzione per montaggio frontale con maniglia nera, mostrina 48X48mm | http://datasheet.lovatoelectric.com/Rotary_cam_switches/ITA/GX1668U.pdf | Łącznik krzywkowy serii GX, przełącznik woltomierzy, napięcia fazowe, 16A, do montażu tablicowego, z czarnym pokrętłem i tabliczką 48x48mm | http://datasheet.lovatoelectric.com/Rotary_cam_switches/POL/GX1668U.pdf | Rotary cam switch GX series, voltmeter switch for phase-neutral voltages 16A, for front mounting with black handle, front plate 48X48mm | http://datasheet.lovatoelectric.com/Rotary_cam_switches/RON/GX1668U.pdf
GX1668U47 |  |  | Rotary cam switch GX series, voltmeter switch for phase-neutral voltages 16A, for snap on front mounting with black handle for hole Ø22mm fixing, front plate 48X48mm | http://datasheet.lovatoelectric.com/Rotary_cam_switches/ENG/GX1668U47.pdf | Commutatore a camme serie GX, commutatore voltmetrico per tensioni di fase da 16A in esecuzione per montaggio frontale con maniglia nera e fissaggio a scatto per foro diametro 22mm, mostrina 48X48mm | http://datasheet.lovatoelectric.com/Rotary_cam_switches/ITA/GX1668U47.pdf | Łącznik krzywkowy serii GX, przełącznik woltomierzy, napięcia fazowe, 16A, do montażu tablicowego w otworze 22mm z czarnym pokrętłem, montowanym na zatrzask do korpusu i tabliczką 48x48mm | http://datasheet.lovatoelectric.com/Rotary_cam_switches/POL/GX1668U47.pdf | Rotary cam switch GX series, voltmeter switch for phase-neutral voltages 16A, for snap on front mounting with black handle for hole Ø22mm fixing, front plate 48X48mm | http://datasheet.lovatoelectric.com/Rotary_cam_switches/RON/GX1668U47.pdf
GX1669O |  |  | Rotary cam switch GX series, changeover switch without 0, 4 poles 16A, for rear mounting with black handle, front plate 48X48mm | http://datasheet.lovatoelectric.com/Rotary_cam_switches/ENG/GX1669O.pdf | Commutatore a camme serie GX, deviatore 4 poli da 16A in esecuzione per montaggio a fondo quadro con maniglia nera, mostrina 48X48mm | http://datasheet.lovatoelectric.com/Rotary_cam_switches/ITA/GX1669O.pdf | Łącznik krzywkowy serii GX, przełącznik sieci bez 0, 4 pola, 16A, do montażu wewnątrz szafy z czarnym pokrętłem i tabliczką 48x48mm | http://datasheet.lovatoelectric.com/Rotary_cam_switches/POL/GX1669O.pdf | Rotary cam switch GX series, changeover switch without 0, 4 poles 16A, for rear mounting with black handle, front plate 48X48mm | http://datasheet.lovatoelectric.com/Rotary_cam_switches/RON/GX1669O.pdf
GX1669O48 |  |  | Rotary cam switch GX series, changeover switch without 0, 4 poles 16A, modular service cover for 35mm DIN reail mounting with black handle, front plate 45X54mm | http://datasheet.lovatoelectric.com/Rotary_cam_switches/ENG/GX1669O48.pdf | Commutatore a camme serie GX, deviatore 4 poli da 16A in esecuzione modulare per montaggio su guida DIN con maniglia nera, mostrina 45X54mm | http://datasheet.lovatoelectric.com/Rotary_cam_switches/ITA/GX1669O48.pdf | Łącznik krzywkowy serii GX, przełącznik sieci bez 0, 4 pola, 16A, wykonanie modułowe do montażu na szynie DIN 35mm, z czarnym pokrętłem i tabliczką 45x54mm | http://datasheet.lovatoelectric.com/Rotary_cam_switches/POL/GX1669O48.pdf | Rotary cam switch GX series, changeover switch without 0, 4 poles 16A, modular service cover for 35mm DIN reail mounting with black handle, front plate 45X54mm | http://datasheet.lovatoelectric.com/Rotary_cam_switches/RON/GX1669O48.pdf
GX1669P |  |  | Enclosed rotary cam switch GX series, changeover switch without 0, 4 poles 16A in plastic enclosure 90X90mm with black handle | http://datasheet.lovatoelectric.com/Rotary_cam_switches/ENG/GX1669P.pdf | Commutatore a camme serie GX, deviatore 4 poli da 16A in cassetta plastica 90X90mm con maniglia nera | http://datasheet.lovatoelectric.com/Rotary_cam_switches/ITA/GX1669P.pdf | Łącznik krzywkowy serii GX, przełącznik sieci bez 0, 4 pola, 16A, w obudowie 90x90mm i czarnym pokrętłem | http://datasheet.lovatoelectric.com/Rotary_cam_switches/POL/GX1669P.pdf | Enclosed rotary cam switch GX series, changeover switch without 0, 4 poles 16A in plastic enclosure 90X90mm with black handle | http://datasheet.lovatoelectric.com/Rotary_cam_switches/RON/GX1669P.pdf
GX1669U |  |  | Rotary cam switch GX series, changeover switch without 0, 4 poles 16A, for front mounting with black handle, front plate 48X48mm | http://datasheet.lovatoelectric.com/Rotary_cam_switches/ENG/GX1669U.pdf | Commutatore a camme serie GX, deviatore 4 poli da 16A in esecuzione per montaggio frontale con maniglia nera, mostrina 48X48mm | http://datasheet.lovatoelectric.com/Rotary_cam_switches/ITA/GX1669U.pdf | Łącznik krzywkowy serii GX, przełącznik sieci bez 0, 4 pola, 16A, do montażu tablicowego, z czarnym pokrętłem i tabliczką 48x48mm | http://datasheet.lovatoelectric.com/Rotary_cam_switches/POL/GX1669U.pdf | Rotary cam switch GX series, changeover switch without 0, 4 poles 16A, for front mounting with black handle, front plate 48X48mm | http://datasheet.lovatoelectric.com/Rotary_cam_switches/RON/GX1669U.pdf
GX1669U11 |  |  | Rotary cam switch GX series, changeover switch without 0, 4 poles 16A, for front mounting with black handle without front plate for hole Ø22mm fixing | http://datasheet.lovatoelectric.com/Rotary_cam_switches/ENG/GX1669U11.pdf | Commutatore a camme serie GX, deviatore 4 poli da 16A in esecuzione per montaggio frontale con maniglia nera senza mostrina con fissaggio foro diametro 22mm | http://datasheet.lovatoelectric.com/Rotary_cam_switches/ITA/GX1669U11.pdf | Łącznik krzywkowy serii GX, przełącznik sieci bez 0, 4 pola, 16A, do montażu tablicowego w otworze 22mm, z czarnym pokrętłem bez tabliczki | http://datasheet.lovatoelectric.com/Rotary_cam_switches/POL/GX1669U11.pdf | Rotary cam switch GX series, changeover switch without 0, 4 poles 16A, for front mounting with black handle without front plate for hole Ø22mm fixing | http://datasheet.lovatoelectric.com/Rotary_cam_switches/RON/GX1669U11.pdf
GX1669U12 |  |  | Rotary cam switch GX series, changeover switch without 0, 4 poles 16A, for front mounting without front plate with key operation for hole Ø22mm fixing | http://datasheet.lovatoelectric.com/Rotary_cam_switches/ENG/GX1669U12.pdf | Commutatore a camme serie GX, deviatore 4 poli da 16A in esecuzione per montaggio frontale senza mostrina con comando a chiave e fissaggio foro diametro 22mm | http://datasheet.lovatoelectric.com/Rotary_cam_switches/ITA/GX1669U12.pdf | Łącznik krzywkowy serii GX, przełącznik sieci bez 0, 4 pola, 16A, do montażu tablicowego w otworze 22mm, sterowanie kluczem, bez tabliczki | http://datasheet.lovatoelectric.com/Rotary_cam_switches/POL/GX1669U12.pdf | Rotary cam switch GX series, changeover switch without 0, 4 poles 16A, for front mounting without front plate with key operation for hole Ø22mm fixing | http://datasheet.lovatoelectric.com/Rotary_cam_switches/RON/GX1669U12.pdf
GX1669U47 |  |  | Rotary cam switch GX series, changeover switch without 0, 4 poles 16A, for snap on front mounting with black handle for hole Ø22mm fixing, front plate 48X48mm | http://datasheet.lovatoelectric.com/Rotary_cam_switches/ENG/GX1669U47.pdf | Commutatore a camme serie GX, deviatore 4 poli da 16A in esecuzione per montaggio frontale con maniglia nera e fissaggio a scatto per foro diametro 22mm, mostrina 48X48mm | http://datasheet.lovatoelectric.com/Rotary_cam_switches/ITA/GX1669U47.pdf | Łącznik krzywkowy serii GX, przełącznik sieci bez 0, 4 pola, 16A, do montażu tablicowego w otworze 22mm z czarnym pokrętłem, montowanym na zatrzask do korpusu i tabliczką 48x48mm | http://datasheet.lovatoelectric.com/Rotary_cam_switches/POL/GX1669U47.pdf | Rotary cam switch GX series, changeover switch without 0, 4 poles 16A, for snap on front mounting with black handle for hole Ø22mm fixing, front plate 48X48mm | http://datasheet.lovatoelectric.com/Rotary_cam_switches/RON/GX1669U47.pdf
GX1675O |  |  | Rotary cam switch GX series, changeover switch 4 poles 16A, for rear mounting with black handle, front plate 48X48mm | http://datasheet.lovatoelectric.com/Rotary_cam_switches/ENG/GX1675O.pdf | Commutatore a camme serie GX, commutatore 4 poli da 16A in esecuzione per montaggio a fondo quadro con maniglia nera, mostrina 48X48mm | http://datasheet.lovatoelectric.com/Rotary_cam_switches/ITA/GX1675O.pdf | Łącznik krzywkowy serii GX, przełącznik sieci, 4 pola, 16A, do montażu wewnątrz szafy z czarnym pokrętłem i tabliczką 48x48mm | http://datasheet.lovatoelectric.com/Rotary_cam_switches/POL/GX1675O.pdf | Rotary cam switch GX series, changeover switch 4 poles 16A, for rear mounting with black handle, front plate 48X48mm | http://datasheet.lovatoelectric.com/Rotary_cam_switches/RON/GX1675O.pdf
GX1675O48 |  |  | Rotary cam switch GX series, changeover switch 4 poles 16A, modular service cover for 35mm DIN reail mounting with black handle, front plate 45X54mm | http://datasheet.lovatoelectric.com/Rotary_cam_switches/ENG/GX1675O48.pdf | Commutatore a camme serie GX, commutatore 4 poli da 16A in esecuzione modulare per montaggio su guida DIN con maniglia nera, mostrina 45X54mm | http://datasheet.lovatoelectric.com/Rotary_cam_switches/ITA/GX1675O48.pdf | Łącznik krzywkowy serii GX, przełącznik sieci, 4 pola, 16A, wykonanie modułowe do montażu na szynie DIN 35mm, z czarnym pokrętłem i tabliczką 45x54mm | http://datasheet.lovatoelectric.com/Rotary_cam_switches/POL/GX1675O48.pdf | Rotary cam switch GX series, changeover switch 4 poles 16A, modular service cover for 35mm DIN reail mounting with black handle, front plate 45X54mm | http://datasheet.lovatoelectric.com/Rotary_cam_switches/RON/GX1675O48.pdf
GX1675P |  |  | Enclosed rotary cam switch GX series, changeover switch 4 poles 16A in plastic enclosure 90X90mm with black handle | http://datasheet.lovatoelectric.com/Rotary_cam_switches/ENG/GX1675P.pdf | Commutatore a camme serie GX, commutatore 4 poli da 16A in cassetta plastica 90X90mm con maniglia nera | http://datasheet.lovatoelectric.com/Rotary_cam_switches/ITA/GX1675P.pdf | Łącznik krzywkowy serii GX, przełącznik sieci, 4 pola, 16A, w obudowie 90x90mm i czarnym pokrętłem | http://datasheet.lovatoelectric.com/Rotary_cam_switches/POL/GX1675P.pdf | Enclosed rotary cam switch GX series, changeover switch 4 poles 16A in plastic enclosure 90X90mm with black handle | http://datasheet.lovatoelectric.com/Rotary_cam_switches/RON/GX1675P.pdf
GX1675U |  |  | Rotary cam switch GX series, changeover switch 4 poles 16A, for front mounting with black handle, front plate 48X48mm | http://datasheet.lovatoelectric.com/Rotary_cam_switches/ENG/GX1675U.pdf | Commutatore a camme serie GX, commutatore 4 poli da 16A in esecuzione per montaggio frontale con maniglia nera, mostrina 48X48mm | http://datasheet.lovatoelectric.com/Rotary_cam_switches/ITA/GX1675U.pdf | Łącznik krzywkowy serii GX, przełącznik sieci, 4 pola, 16A, do montażu tablicowego, z czarnym pokrętłem i tabliczką 48x48mm | http://datasheet.lovatoelectric.com/Rotary_cam_switches/POL/GX1675U.pdf | Rotary cam switch GX series, changeover switch 4 poles 16A, for front mounting with black handle, front plate 48X48mm | http://datasheet.lovatoelectric.com/Rotary_cam_switches/RON/GX1675U.pdf
GX1675U11 |  |  | Rotary cam switch GX series, changeover switch 4 poles 16A, for front mounting with black handle without front plate for hole Ø22mm fixing | http://datasheet.lovatoelectric.com/Rotary_cam_switches/ENG/GX1675U11.pdf | Commutatore a camme serie GX, commutatore 4 poli da 16A in esecuzione per montaggio frontale con maniglia nera senza mostrina con fissaggio foro diametro 22mm | http://datasheet.lovatoelectric.com/Rotary_cam_switches/ITA/GX1675U11.pdf | Łącznik krzywkowy serii GX, przełącznik sieci, 4 pola, 16A, do montażu tablicowego w otworze 22mm, z czarnym pokrętłem bez tabliczki | http://datasheet.lovatoelectric.com/Rotary_cam_switches/POL/GX1675U11.pdf | Rotary cam switch GX series, changeover switch 4 poles 16A, for front mounting with black handle without front plate for hole Ø22mm fixing | http://datasheet.lovatoelectric.com/Rotary_cam_switches/RON/GX1675U11.pdf
GX1675U12 |  |  | Rotary cam switch GX series, changeover switch 4 poles 16A, for front mounting without front plate with key operation for hole Ø22mm fixing | http://datasheet.lovatoelectric.com/Rotary_cam_switches/ENG/GX1675U12.pdf | Commutatore a camme serie GX, commutatore 4 poli da 16A in esecuzione per montaggio frontale senza mostrina con comando a chiave e fissaggio foro diametro 22mm | http://datasheet.lovatoelectric.com/Rotary_cam_switches/ITA/GX1675U12.pdf | Łącznik krzywkowy serii GX, przełącznik sieci, 4 pola, 16A, do montażu tablicowego w otworze 22mm, sterowanie kluczem, bez tabliczki | http://datasheet.lovatoelectric.com/Rotary_cam_switches/POL/GX1675U12.pdf | Rotary cam switch GX series, changeover switch 4 poles 16A, for front mounting without front plate with key operation for hole Ø22mm fixing | http://datasheet.lovatoelectric.com/Rotary_cam_switches/RON/GX1675U12.pdf
GX1675U47 |  |  | Rotary cam switch GX series, changeover switch 4 poles 16A, for snap on front mounting with black handle for hole Ø22mm fixing, front plate 48X48mm | http://datasheet.lovatoelectric.com/Rotary_cam_switches/ENG/GX1675U47.pdf | Commutatore a camme serie GX, commutatore 4 poli da 16A in esecuzione per montaggio frontale con maniglia nera e fissaggio a scatto per foro diametro 22mm, mostrina 48X48mm | http://datasheet.lovatoelectric.com/Rotary_cam_switches/ITA/GX1675U47.pdf | Łącznik krzywkowy serii GX, przełącznik sieci, 4 pola, 16A, do montażu tablicowego w otworze 22mm z czarnym pokrętłem, montowanym na zatrzask do korpusu i tabliczką 48x48mm | http://datasheet.lovatoelectric.com/Rotary_cam_switches/POL/GX1675U47.pdf | Rotary cam switch GX series, changeover switch 4 poles 16A, for snap on front mounting with black handle for hole Ø22mm fixing, front plate 48X48mm | http://datasheet.lovatoelectric.com/Rotary_cam_switches/RON/GX1675U47.pdf
GX1682O |  |  | Rotary cam switch GX series, multi-step 1-2-3, 1 pole 16A, for rear mounting with black handle, front plate 48X48mm | http://datasheet.lovatoelectric.com/Rotary_cam_switches/ENG/GX1682O.pdf | Commutatore a camme serie GX, multivia 1-2-3 1 polo da 16A in esecuzione per montaggio a fondo quadro con maniglia nera, mostrina 48X48mm | http://datasheet.lovatoelectric.com/Rotary_cam_switches/ITA/GX1682O.pdf | Łącznik krzywkowy serii GX, wielopozycyjny 1-2-3, 1 pole, 16A, do montażu wewnątrz szafy z czarnym pokrętłem i tabliczką 48x48mm | http://datasheet.lovatoelectric.com/Rotary_cam_switches/POL/GX1682O.pdf | Rotary cam switch GX series, multi-step 1-2-3, 1 pole 16A, for rear mounting with black handle, front plate 48X48mm | http://datasheet.lovatoelectric.com/Rotary_cam_switches/RON/GX1682O.pdf
GX1682O48 |  |  | Rotary cam switch GX series, multi-step 1-2-3, 1 pole 16A, modular service cover for 35mm DIN reail mounting with black handle, front plate 45X54mm | http://datasheet.lovatoelectric.com/Rotary_cam_switches/ENG/GX1682O48.pdf | Commutatore a camme serie GX, multivia 1-2-3 1 polo da 16A in esecuzione modulare per montaggio su guida DIN con maniglia nera, mostrina 45X54mm | http://datasheet.lovatoelectric.com/Rotary_cam_switches/ITA/GX1682O48.pdf | Łącznik krzywkowy serii GX, wielopozycyjny 1-2-3, 1 pole, 16A, wykonanie modułowe do montażu na szynie DIN 35mm, z czarnym pokrętłem i tabliczką 45x54mm | http://datasheet.lovatoelectric.com/Rotary_cam_switches/POL/GX1682O48.pdf | Rotary cam switch GX series, multi-step 1-2-3, 1 pole 16A, modular service cover for 35mm DIN reail mounting with black handle, front plate 45X54mm | http://datasheet.lovatoelectric.com/Rotary_cam_switches/RON/GX1682O48.pdf
GX1682P |  |  | Enclosed rotary cam switch GX series, multi-step 1-2-3, 1 pole 16A in plastic enclosure 90X90mm with black handle | http://datasheet.lovatoelectric.com/Rotary_cam_switches/ENG/GX1682P.pdf | Commutatore a camme serie GX, multivia 1-2-3 1 polo da 16A in cassetta plastica 90X90mm con maniglia nera | http://datasheet.lovatoelectric.com/Rotary_cam_switches/ITA/GX1682P.pdf | Łącznik krzywkowy serii GX, wielopozycyjny 1-2-3, 1 pole, 16A, w obudowie 90x90mm i czarnym pokrętłem | http://datasheet.lovatoelectric.com/Rotary_cam_switches/POL/GX1682P.pdf | Enclosed rotary cam switch GX series, multi-step 1-2-3, 1 pole 16A in plastic enclosure 90X90mm with black handle | http://datasheet.lovatoelectric.com/Rotary_cam_switches/RON/GX1682P.pdf
GX1682U |  |  | Rotary cam switch GX series, multi-step 1-2-3, 1 pole 16A, for front mounting with black handle, front plate 48X48mm | http://datasheet.lovatoelectric.com/Rotary_cam_switches/ENG/GX1682U.pdf | Commutatore a camme serie GX, multivia 1-2-3 1 polo da 16A in esecuzione per montaggio frontale con maniglia nera, mostrina 48X48mm | http://datasheet.lovatoelectric.com/Rotary_cam_switches/ITA/GX1682U.pdf | Łącznik krzywkowy serii GX, wielopozycyjny 1-2-3, 1 pole, 16A, do montażu tablicowego, z czarnym pokrętłem i tabliczką 48x48mm | http://datasheet.lovatoelectric.com/Rotary_cam_switches/POL/GX1682U.pdf | Rotary cam switch GX series, multi-step 1-2-3, 1 pole 16A, for front mounting with black handle, front plate 48X48mm | http://datasheet.lovatoelectric.com/Rotary_cam_switches/RON/GX1682U.pdf
GX1682U47 |  |  | Rotary cam switch GX series, multi-step 1-2-3, 1 pole 16A, for snap on front mounting with black handle for hole Ø22mm fixing, front plate 48X48mm | http://datasheet.lovatoelectric.com/Rotary_cam_switches/ENG/GX1682U47.pdf | Commutatore a camme serie GX, multivia 1-2-3 1 polo da 16A in esecuzione per montaggio frontale con maniglia nera e fissaggio a scatto per foro diametro 22mm, mostrina 48X48mm | http://datasheet.lovatoelectric.com/Rotary_cam_switches/ITA/GX1682U47.pdf | Łącznik krzywkowy serii GX, wielopozycyjny 1-2-3, 1 pole, 16A, do montażu tablicowego w otworze 22mm z czarnym pokrętłem, montowanym na zatrzask do korpusu i tabliczką 48x48mm | http://datasheet.lovatoelectric.com/Rotary_cam_switches/POL/GX1682U47.pdf | Rotary cam switch GX series, multi-step 1-2-3, 1 pole 16A, for snap on front mounting with black handle for hole Ø22mm fixing, front plate 48X48mm | http://datasheet.lovatoelectric.com/Rotary_cam_switches/RON/GX1682U47.pdf
GX1683O |  |  | Rotary cam switch GX series, multi-step 1-2-3-4, 1 pole 16A, for rear mounting with black handle, front plate 48X48mm | http://datasheet.lovatoelectric.com/Rotary_cam_switches/ENG/GX1683O.pdf | Commutatore a camme serie GX, multivia 1-2-3-4 1 polo da 16A in esecuzione per montaggio a fondo quadro con maniglia nera, mostrina 48X48mm | http://datasheet.lovatoelectric.com/Rotary_cam_switches/ITA/GX1683O.pdf | Łącznik krzywkowy serii GX, wielopozycyjny 1-2-3-4, 1 pole, 16A, do montażu wewnątrz szafy z czarnym pokrętłem i tabliczką 48x48mm | http://datasheet.lovatoelectric.com/Rotary_cam_switches/POL/GX1683O.pdf | Rotary cam switch GX series, multi-step 1-2-3-4, 1 pole 16A, for rear mounting with black handle, front plate 48X48mm | http://datasheet.lovatoelectric.com/Rotary_cam_switches/RON/GX1683O.pdf
GX1683O48 |  |  | Rotary cam switch GX series, multi-step 1-2-3-4, 1 pole 16A, modular service cover for 35mm DIN reail mounting with black handle, front plate 45X54mm | http://datasheet.lovatoelectric.com/Rotary_cam_switches/ENG/GX1683O48.pdf | Commutatore a camme serie GX, multivia 1-2-3-4 1 polo da 16A in esecuzione modulare per montaggio su guida DIN con maniglia nera, mostrina 45X54mm | http://datasheet.lovatoelectric.com/Rotary_cam_switches/ITA/GX1683O48.pdf | Łącznik krzywkowy serii GX, wielopozycyjny 1-2-3-4, 1 pole, 16A, wykonanie modułowe do montażu na szynie DIN 35mm, z czarnym pokrętłem i tabliczką 45x54mm | http://datasheet.lovatoelectric.com/Rotary_cam_switches/POL/GX1683O48.pdf | Rotary cam switch GX series, multi-step 1-2-3-4, 1 pole 16A, modular service cover for 35mm DIN reail mounting with black handle, front plate 45X54mm | http://datasheet.lovatoelectric.com/Rotary_cam_switches/RON/GX1683O48.pdf
GX1683P |  |  | Enclosed rotary cam switch GX series, multi-step 1-2-3-4, 1 pole 16A in plastic enclosure 90X90mm with black handle | http://datasheet.lovatoelectric.com/Rotary_cam_switches/ENG/GX1683P.pdf | Commutatore a camme serie GX, multivia 1-2-3-4 1 polo da 16A in cassetta plastica 90X90mm con maniglia nera | http://datasheet.lovatoelectric.com/Rotary_cam_switches/ITA/GX1683P.pdf | Łącznik krzywkowy serii GX, wielopozycyjny 1-2-3-4, 1 pole, 16A, w obudowie 90x90mm i czarnym pokrętłem | http://datasheet.lovatoelectric.com/Rotary_cam_switches/POL/GX1683P.pdf | Enclosed rotary cam switch GX series, multi-step 1-2-3-4, 1 pole 16A in plastic enclosure 90X90mm with black handle | http://datasheet.lovatoelectric.com/Rotary_cam_switches/RON/GX1683P.pdf
GX1683U |  |  | Rotary cam switch GX series, multi-step 1-2-3-4, 1 pole 16A, for front mounting with black handle, front plate 48X48mm | http://datasheet.lovatoelectric.com/Rotary_cam_switches/ENG/GX1683U.pdf | Commutatore a camme serie GX, multivia 1-2-3-4 1 polo da 16A in esecuzione per montaggio frontale con maniglia nera, mostrina 48X48mm | http://datasheet.lovatoelectric.com/Rotary_cam_switches/ITA/GX1683U.pdf | Łącznik krzywkowy serii GX, wielopozycyjny 1-2-3-4, 1 pole, 16A, do montażu tablicowego, z czarnym pokrętłem i tabliczką 48x48mm | http://datasheet.lovatoelectric.com/Rotary_cam_switches/POL/GX1683U.pdf | Rotary cam switch GX series, multi-step 1-2-3-4, 1 pole 16A, for front mounting with black handle, front plate 48X48mm | http://datasheet.lovatoelectric.com/Rotary_cam_switches/RON/GX1683U.pdf
GX1683U47 |  |  | Rotary cam switch GX series, multi-step 1-2-3-4, 1 pole 16A, for snap on front mounting with black handle for hole Ø22mm fixing, front plate 48X48mm | http://datasheet.lovatoelectric.com/Rotary_cam_switches/ENG/GX1683U47.pdf | Commutatore a camme serie GX, multivia 1-2-3-4 1 polo da 16A in esecuzione per montaggio frontale con maniglia nera e fissaggio a scatto per foro diametro 22mm, mostrina 48X48mm | http://datasheet.lovatoelectric.com/Rotary_cam_switches/ITA/GX1683U47.pdf | Łącznik krzywkowy serii GX, wielopozycyjny 1-2-3-4, 1 pole, 16A, do montażu tablicowego w otworze 22mm z czarnym pokrętłem, montowanym na zatrzask do korpusu i tabliczką 48x48mm | http://datasheet.lovatoelectric.com/Rotary_cam_switches/POL/GX1683U47.pdf | Rotary cam switch GX series, multi-step 1-2-3-4, 1 pole 16A, for snap on front mounting with black handle for hole Ø22mm fixing, front plate 48X48mm | http://datasheet.lovatoelectric.com/Rotary_cam_switches/RON/GX1683U47.pdf
GX1684O |  |  | Rotary cam switch GX series, multi-step 1-2-3-4-5, 1 pole 16A, for rear mounting with black handle, front plate 48X48mm | http://datasheet.lovatoelectric.com/Rotary_cam_switches/ENG/GX1684O.pdf | Commutatore a camme serie GX, multivia 1-2-3-4-5 1 polo da 16A in esecuzione per montaggio a fondo quadro con maniglia nera, mostrina 48X48mm | http://datasheet.lovatoelectric.com/Rotary_cam_switches/ITA/GX1684O.pdf | Łącznik krzywkowy serii GX, wielopozycyjny 1-2-3-4-5, 1 pole, 16A, do montażu wewnątrz szafy z czarnym pokrętłem i tabliczką 48x48mm | http://datasheet.lovatoelectric.com/Rotary_cam_switches/POL/GX1684O.pdf | Rotary cam switch GX series, multi-step 1-2-3-4-5, 1 pole 16A, for rear mounting with black handle, front plate 48X48mm | http://datasheet.lovatoelectric.com/Rotary_cam_switches/RON/GX1684O.pdf
GX1684O48 |  |  | Rotary cam switch GX series, multi-step 1-2-3-4-5, 1 pole 16A, modular service cover for 35mm DIN reail mounting with black handle, front plate 45X54mm | http://datasheet.lovatoelectric.com/Rotary_cam_switches/ENG/GX1684O48.pdf | Commutatore a camme serie GX, multivia 1-2-3-4-5 1 polo da 16A in esecuzione modulare per montaggio su guida DIN con maniglia nera, mostrina 45X54mm | http://datasheet.lovatoelectric.com/Rotary_cam_switches/ITA/GX1684O48.pdf | Łącznik krzywkowy serii GX, wielopozycyjny 1-2-3-4-5, 1 pole, 16A, wykonanie modułowe do montażu na szynie DIN 35mm, z czarnym pokrętłem i tabliczką 45x54mm | http://datasheet.lovatoelectric.com/Rotary_cam_switches/POL/GX1684O48.pdf | Rotary cam switch GX series, multi-step 1-2-3-4-5, 1 pole 16A, modular service cover for 35mm DIN reail mounting with black handle, front plate 45X54mm | http://datasheet.lovatoelectric.com/Rotary_cam_switches/RON/GX1684O48.pdf
GX1684P |  |  | Enclosed rotary cam switch GX series, multi-step 1-2-3-4-5, 1 pole 16A in plastic enclosure 90X90mm with black handle | http://datasheet.lovatoelectric.com/Rotary_cam_switches/ENG/GX1684P.pdf | Commutatore a camme serie GX, multivia 1-2-3-4-5 1 polo da 16A in cassetta plastica 90X90mm con maniglia nera | http://datasheet.lovatoelectric.com/Rotary_cam_switches/ITA/GX1684P.pdf | Łącznik krzywkowy serii GX, wielopozycyjny 1-2-3-4-5, 1 pole, 16A, w obudowie 90x90mm i czarnym pokrętłem | http://datasheet.lovatoelectric.com/Rotary_cam_switches/POL/GX1684P.pdf | Enclosed rotary cam switch GX series, multi-step 1-2-3-4-5, 1 pole 16A in plastic enclosure 90X90mm with black handle | http://datasheet.lovatoelectric.com/Rotary_cam_switches/RON/GX1684P.pdf
GX1684U |  |  | Rotary cam switch GX series, multi-step 1-2-3-4-5, 1 pole 16A, for front mounting with black handle, front plate 48X48mm | http://datasheet.lovatoelectric.com/Rotary_cam_switches/ENG/GX1684U.pdf | Commutatore a camme serie GX, multivia 1-2-3-4-5 1 polo da 16A in esecuzione per montaggio frontale con maniglia nera, mostrina 48X48mm | http://datasheet.lovatoelectric.com/Rotary_cam_switches/ITA/GX1684U.pdf | Łącznik krzywkowy serii GX, wielopozycyjny 1-2-3-4-5, 1 pole, 16A, do montażu tablicowego, z czarnym pokrętłem i tabliczką 48x48mm | http://datasheet.lovatoelectric.com/Rotary_cam_switches/POL/GX1684U.pdf | Rotary cam switch GX series, multi-step 1-2-3-4-5, 1 pole 16A, for front mounting with black handle, front plate 48X48mm | http://datasheet.lovatoelectric.com/Rotary_cam_switches/RON/GX1684U.pdf
GX1684U47 |  |  | Rotary cam switch GX series, multi-step 1-2-3-4-5, 1 pole 16A, for snap on front mounting with black handle for hole Ø22mm fixing, front plate 48X48mm | http://datasheet.lovatoelectric.com/Rotary_cam_switches/ENG/GX1684U47.pdf | Commutatore a camme serie GX, multivia 1-2-3-4-5 1 polo da 16A in esecuzione per montaggio frontale con maniglia nera e fissaggio a scatto per foro diametro 22mm, mostrina 48X48mm | http://datasheet.lovatoelectric.com/Rotary_cam_switches/ITA/GX1684U47.pdf | Łącznik krzywkowy serii GX, wielopozycyjny 1-2-3-4-5, 1 pole, 16A, do montażu tablicowego w otworze 22mm z czarnym pokrętłem, montowanym na zatrzask do korpusu i tabliczką 48x48mm | http://datasheet.lovatoelectric.com/Rotary_cam_switches/POL/GX1684U47.pdf | Rotary cam switch GX series, multi-step 1-2-3-4-5, 1 pole 16A, for snap on front mounting with black handle for hole Ø22mm fixing, front plate 48X48mm | http://datasheet.lovatoelectric.com/Rotary_cam_switches/RON/GX1684U47.pdf
GX1685O |  |  | Rotary cam switch GX series, multi-step 1-2-3-4-5-6, 1 pole 16A, for rear mounting with black handle, front plate 48X48mm | http://datasheet.lovatoelectric.com/Rotary_cam_switches/ENG/GX1685O.pdf | Commutatore a camme serie GX, multivia 1-2-3-4-5-6 1 polo da 16A in esecuzione per montaggio a fondo quadro con maniglia nera, mostrina 48X48mm | http://datasheet.lovatoelectric.com/Rotary_cam_switches/ITA/GX1685O.pdf | Łącznik krzywkowy serii GX, wielopozycyjny 1-2-3-4-5-6, 1 pole, 16A, do montażu wewnątrz szafy z czarnym pokrętłem i tabliczką 48x48mm | http://datasheet.lovatoelectric.com/Rotary_cam_switches/POL/GX1685O.pdf | Rotary cam switch GX series, multi-step 1-2-3-4-5-6, 1 pole 16A, for rear mounting with black handle, front plate 48X48mm | http://datasheet.lovatoelectric.com/Rotary_cam_switches/RON/GX1685O.pdf
GX1685O48 |  |  | Rotary cam switch GX series, multi-step 1-2-3-4-5-6, 1 pole 16A, modular service cover for 35mm DIN reail mounting with black handle, front plate 45X54mm | http://datasheet.lovatoelectric.com/Rotary_cam_switches/ENG/GX1685O48.pdf | Commutatore a camme serie GX, multivia 1-2-3-4-5-6 1 polo da 16A in esecuzione modulare per montaggio su guida DIN con maniglia nera, mostrina 45X54mm | http://datasheet.lovatoelectric.com/Rotary_cam_switches/ITA/GX1685O48.pdf | Łącznik krzywkowy serii GX, wielopozycyjny 1-2-3-4-5-6, 1 pole, 16A, wykonanie modułowe do montażu na szynie DIN 35mm, z czarnym pokrętłem i tabliczką 45x54mm | http://datasheet.lovatoelectric.com/Rotary_cam_switches/POL/GX1685O48.pdf | Rotary cam switch GX series, multi-step 1-2-3-4-5-6, 1 pole 16A, modular service cover for 35mm DIN reail mounting with black handle, front plate 45X54mm | http://datasheet.lovatoelectric.com/Rotary_cam_switches/RON/GX1685O48.pdf
GX1685P |  |  | Enclosed rotary cam switch GX series, multi-step 1-2-3-4-5-6, 1 pole 16A in plastic enclosure 90X90mm with black handle | http://datasheet.lovatoelectric.com/Rotary_cam_switches/ENG/GX1685P.pdf | Commutatore a camme serie GX, multivia 1-2-3-4-5-6 1 polo da 16A in cassetta plastica 90X90mm con maniglia nera | http://datasheet.lovatoelectric.com/Rotary_cam_switches/ITA/GX1685P.pdf | Łącznik krzywkowy serii GX, wielopozycyjny 1-2-3-4-5-6, 1 pole, 16A, w obudowie 90x90mm i czarnym pokrętłem | http://datasheet.lovatoelectric.com/Rotary_cam_switches/POL/GX1685P.pdf | Enclosed rotary cam switch GX series, multi-step 1-2-3-4-5-6, 1 pole 16A in plastic enclosure 90X90mm with black handle | http://datasheet.lovatoelectric.com/Rotary_cam_switches/RON/GX1685P.pdf
GX1685U |  |  | Rotary cam switch GX series, multi-step 1-2-3-4-5-6, 1 pole 16A, for front mounting with black handle, front plate 48X48mm | http://datasheet.lovatoelectric.com/Rotary_cam_switches/ENG/GX1685U.pdf | Commutatore a camme serie GX, multivia 1-2-3-4-5-6 1 polo da 16A in esecuzione per montaggio frontale con maniglia nera, mostrina 48X48mm | http://datasheet.lovatoelectric.com/Rotary_cam_switches/ITA/GX1685U.pdf | Łącznik krzywkowy serii GX, wielopozycyjny 1-2-3-4-5-6, 1 pole, 16A, do montażu tablicowego, z czarnym pokrętłem i tabliczką 48x48mm | http://datasheet.lovatoelectric.com/Rotary_cam_switches/POL/GX1685U.pdf | Rotary cam switch GX series, multi-step 1-2-3-4-5-6, 1 pole 16A, for front mounting with black handle, front plate 48X48mm | http://datasheet.lovatoelectric.com/Rotary_cam_switches/RON/GX1685U.pdf
GX1685U47 |  |  | Rotary cam switch GX series, multi-step 1-2-3-4-5-6, 1 pole 16A, for snap on front mounting with black handle for hole Ø22mm fixing, front plate 48X48mm | http://datasheet.lovatoelectric.com/Rotary_cam_switches/ENG/GX1685U47.pdf | Commutatore a camme serie GX, multivia 1-2-3-4-5-6 1 polo da 16A in esecuzione per montaggio frontale con maniglia nera e fissaggio a scatto per foro diametro 22mm, mostrina 48X48mm | http://datasheet.lovatoelectric.com/Rotary_cam_switches/ITA/GX1685U47.pdf | Łącznik krzywkowy serii GX, wielopozycyjny 1-2-3-4-5-6, 1 pole, 16A, do montażu tablicowego w otworze 22mm z czarnym pokrętłem, montowanym na zatrzask do korpusu i tabliczką 48x48mm | http://datasheet.lovatoelectric.com/Rotary_cam_switches/POL/GX1685U47.pdf | Rotary cam switch GX series, multi-step 1-2-3-4-5-6, 1 pole 16A, for snap on front mounting with black handle for hole Ø22mm fixing, front plate 48X48mm | http://datasheet.lovatoelectric.com/Rotary_cam_switches/RON/GX1685U47.pdf
GX1686O |  |  | Rotary cam switch GX series, multi-step 1-2-3, 2 poles 16A, for rear mounting with black handle, front plate 48X48mm | http://datasheet.lovatoelectric.com/Rotary_cam_switches/ENG/GX1686O.pdf | Commutatore a camme serie GX, multivia 1-2-3 2 poli da 16A in esecuzione per montaggio a fondo quadro con maniglia nera, mostrina 48X48mm | http://datasheet.lovatoelectric.com/Rotary_cam_switches/ITA/GX1686O.pdf | Łącznik krzywkowy serii GX, wielopozycyjny 1-2-3, 2 pola, 16A, do montażu wewnątrz szafy z czarnym pokrętłem i tabliczką 48x48mm | http://datasheet.lovatoelectric.com/Rotary_cam_switches/POL/GX1686O.pdf | Rotary cam switch GX series, multi-step 1-2-3, 2 poles 16A, for rear mounting with black handle, front plate 48X48mm | http://datasheet.lovatoelectric.com/Rotary_cam_switches/RON/GX1686O.pdf
GX1686O48 |  |  | Rotary cam switch GX series, multi-step 1-2-3, 2 poles 16A, modular service cover for 35mm DIN reail mounting with black handle, front plate 45X54mm | http://datasheet.lovatoelectric.com/Rotary_cam_switches/ENG/GX1686O48.pdf | Commutatore a camme serie GX, multivia 1-2-3 2 poli da 16A in esecuzione modulare per montaggio su guida DIN con maniglia nera, mostrina 45X54mm | http://datasheet.lovatoelectric.com/Rotary_cam_switches/ITA/GX1686O48.pdf | Łącznik krzywkowy serii GX, wielopozycyjny 1-2-3, 2 pola, 16A, wykonanie modułowe do montażu na szynie DIN 35mm, z czarnym pokrętłem i tabliczką 45x54mm | http://datasheet.lovatoelectric.com/Rotary_cam_switches/POL/GX1686O48.pdf | Rotary cam switch GX series, multi-step 1-2-3, 2 poles 16A, modular service cover for 35mm DIN reail mounting with black handle, front plate 45X54mm | http://datasheet.lovatoelectric.com/Rotary_cam_switches/RON/GX1686O48.pdf
GX1686P |  |  | Enclosed rotary cam switch GX series, multi-step 1-2-3, 2 poles 16A in plastic enclosure 90X90mm with black handle | http://datasheet.lovatoelectric.com/Rotary_cam_switches/ENG/GX1686P.pdf | Commutatore a camme serie GX, multivia 1-2-3 2 poli da 16A in cassetta plastica 90X90mm con maniglia nera | http://datasheet.lovatoelectric.com/Rotary_cam_switches/ITA/GX1686P.pdf | Łącznik krzywkowy serii GX, wielopozycyjny 1-2-3, 2 pola, 16A, w obudowie 90x90mm i czarnym pokrętłem | http://datasheet.lovatoelectric.com/Rotary_cam_switches/POL/GX1686P.pdf | Enclosed rotary cam switch GX series, multi-step 1-2-3, 2 poles 16A in plastic enclosure 90X90mm with black handle | http://datasheet.lovatoelectric.com/Rotary_cam_switches/RON/GX1686P.pdf
GX1686U |  |  | Rotary cam switch GX series, multi-step 1-2-3, 2 poles 16A, for front mounting with black handle, front plate 48X48mm | http://datasheet.lovatoelectric.com/Rotary_cam_switches/ENG/GX1686U.pdf | Commutatore a camme serie GX, multivia 1-2-3 2 poli da 16A in esecuzione per montaggio frontale con maniglia nera, mostrina 48X48mm | http://datasheet.lovatoelectric.com/Rotary_cam_switches/ITA/GX1686U.pdf | Łącznik krzywkowy serii GX, wielopozycyjny 1-2-3, 2 pola, 16A, do montażu tablicowego, z czarnym pokrętłem i tabliczką 48x48mm | http://datasheet.lovatoelectric.com/Rotary_cam_switches/POL/GX1686U.pdf | Rotary cam switch GX series, multi-step 1-2-3, 2 poles 16A, for front mounting with black handle, front plate 48X48mm | http://datasheet.lovatoelectric.com/Rotary_cam_switches/RON/GX1686U.pdf
GX1686U47 |  |  | Rotary cam switch GX series, multi-step 1-2-3, 2 poles 16A, for snap on front mounting with black handle for hole Ø22mm fixing, front plate 48X48mm | http://datasheet.lovatoelectric.com/Rotary_cam_switches/ENG/GX1686U47.pdf | Commutatore a camme serie GX, multivia 1-2-3 2 poli da 16A in esecuzione per montaggio frontale con maniglia nera e fissaggio a scatto per foro diametro 22mm, mostrina 48X48mm | http://datasheet.lovatoelectric.com/Rotary_cam_switches/ITA/GX1686U47.pdf | Łącznik krzywkowy serii GX, wielopozycyjny 1-2-3, 2 pola, 16A, do montażu tablicowego w otworze 22mm z czarnym pokrętłem, montowanym na zatrzask do korpusu i tabliczką 48x48mm | http://datasheet.lovatoelectric.com/Rotary_cam_switches/POL/GX1686U47.pdf | Rotary cam switch GX series, multi-step 1-2-3, 2 poles 16A, for snap on front mounting with black handle for hole Ø22mm fixing, front plate 48X48mm | http://datasheet.lovatoelectric.com/Rotary_cam_switches/RON/GX1686U47.pdf
GX1687O |  |  | Rotary cam switch GX series, multi-step 1-2-3-4, 2 poles 16A, for rear mounting with black handle, front plate 48X48mm | http://datasheet.lovatoelectric.com/Rotary_cam_switches/ENG/GX1687O.pdf | Commutatore a camme serie GX, multivia 1-2-3-4 2 poli da 16A in esecuzione per montaggio a fondo quadro con maniglia nera, mostrina 48X48mm | http://datasheet.lovatoelectric.com/Rotary_cam_switches/ITA/GX1687O.pdf | Łącznik krzywkowy serii GX, wielopozycyjny 1-2-3-4, 2 pola, 16A, do montażu wewnątrz szafy z czarnym pokrętłem i tabliczką 48x48mm | http://datasheet.lovatoelectric.com/Rotary_cam_switches/POL/GX1687O.pdf | Rotary cam switch GX series, multi-step 1-2-3-4, 2 poles 16A, for rear mounting with black handle, front plate 48X48mm | http://datasheet.lovatoelectric.com/Rotary_cam_switches/RON/GX1687O.pdf
GX1687O48 |  |  | Rotary cam switch GX series, multi-step 1-2-3-4, 2 poles 16A, modular service cover for 35mm DIN reail mounting with black handle, front plate 45X54mm | http://datasheet.lovatoelectric.com/Rotary_cam_switches/ENG/GX1687O48.pdf | Commutatore a camme serie GX, multivia 1-2-3-4 2 poli da 16A in esecuzione modulare per montaggio su guida DIN con maniglia nera, mostrina 45X54mm | http://datasheet.lovatoelectric.com/Rotary_cam_switches/ITA/GX1687O48.pdf | Łącznik krzywkowy serii GX, wielopozycyjny 1-2-3-4, 2 pola, 16A, wykonanie modułowe do montażu na szynie DIN 35mm, z czarnym pokrętłem i tabliczką 45x54mm | http://datasheet.lovatoelectric.com/Rotary_cam_switches/POL/GX1687O48.pdf | Rotary cam switch GX series, multi-step 1-2-3-4, 2 poles 16A, modular service cover for 35mm DIN reail mounting with black handle, front plate 45X54mm | http://datasheet.lovatoelectric.com/Rotary_cam_switches/RON/GX1687O48.pdf
GX1687P |  |  | Enclosed rotary cam switch GX series, multi-step 1-2-3-4, 2 poles 16A in plastic enclosure 90X90mm with black handle | http://datasheet.lovatoelectric.com/Rotary_cam_switches/ENG/GX1687P.pdf | Commutatore a camme serie GX, multivia 1-2-3-4 2 poli da 16A in cassetta plastica 90X90mm con maniglia nera | http://datasheet.lovatoelectric.com/Rotary_cam_switches/ITA/GX1687P.pdf | Łącznik krzywkowy serii GX, wielopozycyjny 1-2-3-4, 2 pola, 16A, w obudowie 90x90mm i czarnym pokrętłem | http://datasheet.lovatoelectric.com/Rotary_cam_switches/POL/GX1687P.pdf | Enclosed rotary cam switch GX series, multi-step 1-2-3-4, 2 poles 16A in plastic enclosure 90X90mm with black handle | http://datasheet.lovatoelectric.com/Rotary_cam_switches/RON/GX1687P.pdf
GX1687U |  |  | Rotary cam switch GX series, multi-step 1-2-3-4, 2 poles 16A, for front mounting with black handle, front plate 48X48mm | http://datasheet.lovatoelectric.com/Rotary_cam_switches/ENG/GX1687U.pdf | Commutatore a camme serie GX, multivia 1-2-3-4 2 poli da 16A in esecuzione per montaggio frontale con maniglia nera, mostrina 48X48mm | http://datasheet.lovatoelectric.com/Rotary_cam_switches/ITA/GX1687U.pdf | Łącznik krzywkowy serii GX, wielopozycyjny 1-2-3-4, 2 pola, 16A, do montażu tablicowego, z czarnym pokrętłem i tabliczką 48x48mm | http://datasheet.lovatoelectric.com/Rotary_cam_switches/POL/GX1687U.pdf | Rotary cam switch GX series, multi-step 1-2-3-4, 2 poles 16A, for front mounting with black handle, front plate 48X48mm | http://datasheet.lovatoelectric.com/Rotary_cam_switches/RON/GX1687U.pdf
GX1687U47 |  |  | Rotary cam switch GX series, multi-step 1-2-3-4, 2 poles 16A, for snap on front mounting with black handle for hole Ø22mm fixing, front plate 48X48mm | http://datasheet.lovatoelectric.com/Rotary_cam_switches/ENG/GX1687U47.pdf | Commutatore a camme serie GX, multivia 1-2-3-4 2 poli da 16A in esecuzione per montaggio frontale con maniglia nera e fissaggio a scatto per foro diametro 22mm, mostrina 48X48mm | http://datasheet.lovatoelectric.com/Rotary_cam_switches/ITA/GX1687U47.pdf | Łącznik krzywkowy serii GX, wielopozycyjny 1-2-3-4, 2 pola, 16A, do montażu tablicowego w otworze 22mm z czarnym pokrętłem, montowanym na zatrzask do korpusu i tabliczką 48x48mm | http://datasheet.lovatoelectric.com/Rotary_cam_switches/POL/GX1687U47.pdf | Rotary cam switch GX series, multi-step 1-2-3-4, 2 poles 16A, for snap on front mounting with black handle for hole Ø22mm fixing, front plate 48X48mm | http://datasheet.lovatoelectric.com/Rotary_cam_switches/RON/GX1687U47.pdf
GX1690O | GX2010O.jpg | http://datasheet.lovatoelectric.com/Rotary_cam_switches/products_images/GX2010O.jpg | Rotary cam switch GX series, ON-OFF switch 1 pole 16A, for rear mounting with black handle, front plate 48X48mm | http://datasheet.lovatoelectric.com/Rotary_cam_switches/ENG/GX1690O.pdf | Commutatore a camme serie GX, interruttore 1 polo da 16A in esecuzione per montaggio a fondo quadro con maniglia nera, mostrina 48X48mm | http://datasheet.lovatoelectric.com/Rotary_cam_switches/ITA/GX1690O.pdf | Łącznik krzywkowy serii GX, rozłącznik, 1 pole, 16A, do montażu wewnątrz szafy z czarnym pokrętłem i tabliczką 48x48mm | http://datasheet.lovatoelectric.com/Rotary_cam_switches/POL/GX1690O.pdf | Rotary cam switch GX series, ON-OFF switch 1 pole 16A, for rear mounting with black handle, front plate 48X48mm | http://datasheet.lovatoelectric.com/Rotary_cam_switches/RON/GX1690O.pdf
GX1690O48 | GX2010O48.jpg | http://datasheet.lovatoelectric.com/Rotary_cam_switches/products_images/GX2010O48.jpg | Rotary cam switch GX series, ON-OFF switch 1 pole 16A, modular service cover for 35mm DIN reail mounting with black handle, front plate 45X54mm | http://datasheet.lovatoelectric.com/Rotary_cam_switches/ENG/GX1690O48.pdf | Commutatore a camme serie GX, interruttore 1 polo da 16A in esecuzione modulare per montaggio su guida DIN con maniglia nera, mostrina 45X54mm | http://datasheet.lovatoelectric.com/Rotary_cam_switches/ITA/GX1690O48.pdf | Łącznik krzywkowy serii GX, rozłącznik, 1 pole, 16A, wykonanie modułowe do montażu na szynie DIN 35mm, z czarnym pokrętłem i tabliczką 45x54mm | http://datasheet.lovatoelectric.com/Rotary_cam_switches/POL/GX1690O48.pdf | Rotary cam switch GX series, ON-OFF switch 1 pole 16A, modular service cover for 35mm DIN reail mounting with black handle, front plate 45X54mm | http://datasheet.lovatoelectric.com/Rotary_cam_switches/RON/GX1690O48.pdf
GX1690O88 | GX2010O88.jpg | http://datasheet.lovatoelectric.com/Rotary_cam_switches/products_images/GX2010O88.jpg | Rotary cam switch GX series, ON-OFF switch 1 pole 16A, for rear mounting with red/yellow handle padlockable in 0, door coupling and protection covers, front plate 48X48mm | http://datasheet.lovatoelectric.com/Rotary_cam_switches/ENG/GX1690O88.pdf | Commutatore a camme serie GX, interruttore 1 polo da 16A in esecuzione per montaggio a fondo quadro con maniglia giallo/rossa lucchettabile in 0 con funzione blocco porta e copriterminali, mostrina 48X48mm | http://datasheet.lovatoelectric.com/Rotary_cam_switches/ITA/GX1690O88.pdf | Łącznik krzywkowy serii GX, rozłącznik, 1 pole, 16A, do montażu wewnątrz szafy, z żółto/czerwonym pokrętłem blokowanym w pozycji 0, trzpieniem, osłonami zacisków i tabliczką 48x48mm | http://datasheet.lovatoelectric.com/Rotary_cam_switches/POL/GX1690O88.pdf | Rotary cam switch GX series, ON-OFF switch 1 pole 16A, for rear mounting with red/yellow handle padlockable in 0, door coupling and protection covers, front plate 48X48mm | http://datasheet.lovatoelectric.com/Rotary_cam_switches/RON/GX1690O88.pdf
GX1690P |  |  | Enclosed rotary cam switch GX series, ON-OFF switch 1 pole 16A in plastic enclosure 90X90mm with black handle | http://datasheet.lovatoelectric.com/Rotary_cam_switches/ENG/GX1690P.pdf | Commutatore a camme serie GX, interruttore 1 polo da 16A in cassetta plastica 90X90mm con maniglia nera | http://datasheet.lovatoelectric.com/Rotary_cam_switches/ITA/GX1690P.pdf | Łącznik krzywkowy serii GX, rozłącznik, 1 pole, 16A, w obudowie 90x90mm i czarnym pokrętłem | http://datasheet.lovatoelectric.com/Rotary_cam_switches/POL/GX1690P.pdf | Enclosed rotary cam switch GX series, ON-OFF switch 1 pole 16A in plastic enclosure 90X90mm with black handle | http://datasheet.lovatoelectric.com/Rotary_cam_switches/RON/GX1690P.pdf
GX1690P25 |  |  | Enclosed rotary cam switch GX series, ON-OFF switch 1 pole 16A in plastic enclosure 90X90mm with red/yellow handle | http://datasheet.lovatoelectric.com/Rotary_cam_switches/ENG/GX1690P25.pdf | Commutatore a camme serie GX, interruttore 1 polo da 16A in cassetta plastica 90X90mm con maniglia giallo/rossa | http://datasheet.lovatoelectric.com/Rotary_cam_switches/ITA/GX1690P25.pdf | Łącznik krzywkowy serii GX, rozłącznik, 1 pole, 16A, w obudowie 90x90mm i żółto/czerwonym pokrętłem | http://datasheet.lovatoelectric.com/Rotary_cam_switches/POL/GX1690P25.pdf | Enclosed rotary cam switch GX series, ON-OFF switch 1 pole 16A in plastic enclosure 90X90mm with red/yellow handle | http://datasheet.lovatoelectric.com/Rotary_cam_switches/RON/GX1690P25.pdf
GX1690U | GX2010U.jpg | http://datasheet.lovatoelectric.com/Rotary_cam_switches/products_images/GX2010U.jpg | Rotary cam switch GX series, ON-OFF switch 1 pole 16A, for front mounting with black handle, front plate 48X48mm | http://datasheet.lovatoelectric.com/Rotary_cam_switches/ENG/GX1690U.pdf | Commutatore a camme serie GX, interruttore 1 polo da 16A in esecuzione per montaggio frontale con maniglia nera, mostrina 48X48mm | http://datasheet.lovatoelectric.com/Rotary_cam_switches/ITA/GX1690U.pdf | Łącznik krzywkowy serii GX, rozłącznik, 1 pole, 16A, do montażu tablicowego, z czarnym pokrętłem i tabliczką 48x48mm | http://datasheet.lovatoelectric.com/Rotary_cam_switches/POL/GX1690U.pdf | Rotary cam switch GX series, ON-OFF switch 1 pole 16A, for front mounting with black handle, front plate 48X48mm | http://datasheet.lovatoelectric.com/Rotary_cam_switches/RON/GX1690U.pdf
GX1690U11 | GX2010U11.jpg | http://datasheet.lovatoelectric.com/Rotary_cam_switches/products_images/GX2010U11.jpg | Rotary cam switch GX series, ON-OFF switch 1 pole 16A, for front mounting with black handle without front plate for hole Ø22mm fixing | http://datasheet.lovatoelectric.com/Rotary_cam_switches/ENG/GX1690U11.pdf | Commutatore a camme serie GX, interruttore 1 polo da 16A in esecuzione per montaggio frontale con maniglia nera senza mostrina con fissaggio foro diametro 22mm | http://datasheet.lovatoelectric.com/Rotary_cam_switches/ITA/GX1690U11.pdf | Łącznik krzywkowy serii GX, rozłącznik, 1 pole, 16A, do montażu tablicowego w otworze 22mm, z czarnym pokrętłem bez tabliczki | http://datasheet.lovatoelectric.com/Rotary_cam_switches/POL/GX1690U11.pdf | Rotary cam switch GX series, ON-OFF switch 1 pole 16A, for front mounting with black handle without front plate for hole Ø22mm fixing | http://datasheet.lovatoelectric.com/Rotary_cam_switches/RON/GX1690U11.pdf
GX1690U12 | GX2010U12.jpg | http://datasheet.lovatoelectric.com/Rotary_cam_switches/products_images/GX2010U12.jpg | Rotary cam switch GX series, ON-OFF switch 1 pole 16A, for front mounting without front plate with key operation for hole Ø22mm fixing | http://datasheet.lovatoelectric.com/Rotary_cam_switches/ENG/GX1690U12.pdf | Commutatore a camme serie GX, interruttore 1 polo da 16A in esecuzione per montaggio frontale senza mostrina con comando a chiave e fissaggio foro diametro 22mm | http://datasheet.lovatoelectric.com/Rotary_cam_switches/ITA/GX1690U12.pdf | Łącznik krzywkowy serii GX, rozłącznik, 1 pole, 16A, do montażu tablicowego w otworze 22mm, sterowanie kluczem, bez tabliczki | http://datasheet.lovatoelectric.com/Rotary_cam_switches/POL/GX1690U12.pdf | Rotary cam switch GX series, ON-OFF switch 1 pole 16A, for front mounting without front plate with key operation for hole Ø22mm fixing | http://datasheet.lovatoelectric.com/Rotary_cam_switches/RON/GX1690U12.pdf
GX1690U25 | GX2010U25.jpg | http://datasheet.lovatoelectric.com/Rotary_cam_switches/products_images/GX2010U25.jpg | Rotary cam switch GX series, ON-OFF switch 1 pole 16A, for front mounting with red/yellow handle padlockable in 0 and protection covers, front plate 48X48mm | http://datasheet.lovatoelectric.com/Rotary_cam_switches/ENG/GX1690U25.pdf | Commutatore a camme serie GX, interruttore 1 polo da 16A in esecuzione per montaggio frontale con maniglia giallo/rossa lucchettabile in 0 e copriterminali, mostrina 48X48mm | http://datasheet.lovatoelectric.com/Rotary_cam_switches/ITA/GX1690U25.pdf | Łącznik krzywkowy serii GX, rozłącznik, 1 pole, 16A, do montażu tablicowego, z żółto/czerwonym pokrętłem blokowanym w pozycji 0, osłonami zacisków i tabliczką 48x48mm | http://datasheet.lovatoelectric.com/Rotary_cam_switches/POL/GX1690U25.pdf | Rotary cam switch GX series, ON-OFF switch 1 pole 16A, for front mounting with red/yellow handle padlockable in 0 and protection covers, front plate 48X48mm | http://datasheet.lovatoelectric.com/Rotary_cam_switches/RON/GX1690U25.pdf
GX1690U47 | GX2010U47.jpg | http://datasheet.lovatoelectric.com/Rotary_cam_switches/products_images/GX2010U47.jpg | Rotary cam switch GX series, ON-OFF switch 1 pole 16A, for snap on front mounting with black handle for hole Ø22mm fixing, front plate 48X48mm | http://datasheet.lovatoelectric.com/Rotary_cam_switches/ENG/GX1690U47.pdf | Commutatore a camme serie GX, interruttore 1 polo da 16A in esecuzione per montaggio frontale con maniglia nera e fissaggio a scatto per foro diametro 22mm, mostrina 48x48mm | http://datasheet.lovatoelectric.com/Rotary_cam_switches/ITA/GX1690U47.pdf | Łącznik krzywkowy serii GX, rozłącznik, 1 pole, 16A, do montażu tablicowego w otworze 22mm z czarnym pokrętłem, montowanym na zatrzask do korpusu i tabliczką 48x48mm | http://datasheet.lovatoelectric.com/Rotary_cam_switches/POL/GX1690U47.pdf | Rotary cam switch GX series, ON-OFF switch 1 pole 16A, for snap on front mounting with black handle for hole Ø22mm fixing, front plate 48X48mm | http://datasheet.lovatoelectric.com/Rotary_cam_switches/RON/GX1690U47.pdf
GX1691O | GX2010O.jpg | http://datasheet.lovatoelectric.com/Rotary_cam_switches/products_images/GX2010O.jpg | Rotary cam switch GX series, ON-OFF switch 2 poles 16A, for rear mounting with black handle, front plate 48X48mm | http://datasheet.lovatoelectric.com/Rotary_cam_switches/ENG/GX1691O.pdf | Commutatore a camme serie GX, interruttore 2 poli da 16A in esecuzione per montaggio a fondo quadro con maniglia nera, mostrina 48X48mm | http://datasheet.lovatoelectric.com/Rotary_cam_switches/ITA/GX1691O.pdf | Łącznik krzywkowy serii GX, rozłącznik, 2 pola, 16A, do montażu wewnątrz szafy z czarnym pokrętłem i tabliczką 48x48mm | http://datasheet.lovatoelectric.com/Rotary_cam_switches/POL/GX1691O.pdf | Rotary cam switch GX series, ON-OFF switch 2 poles 16A, for rear mounting with black handle, front plate 48X48mm | http://datasheet.lovatoelectric.com/Rotary_cam_switches/RON/GX1691O.pdf
GX1691O48 | GX2010O48.jpg | http://datasheet.lovatoelectric.com/Rotary_cam_switches/products_images/GX2010O48.jpg | Rotary cam switch GX series, ON-OFF switch 2 poles 16A, modular service cover for 35mm DIN reail mounting with black handle, front plate 45X54mm | http://datasheet.lovatoelectric.com/Rotary_cam_switches/ENG/GX1691O48.pdf | Commutatore a camme serie GX, interruttore 2 poli da 16A in esecuzione modulare per montaggio su guida DIN con maniglia nera, mostrina 45X54mm | http://datasheet.lovatoelectric.com/Rotary_cam_switches/ITA/GX1691O48.pdf | Łącznik krzywkowy serii GX, rozłącznik, 2 pola, 16A, wykonanie modułowe do montażu na szynie DIN 35mm, z czarnym pokrętłem i tabliczką 45x54mm | http://datasheet.lovatoelectric.com/Rotary_cam_switches/POL/GX1691O48.pdf | Rotary cam switch GX series, ON-OFF switch 2 poles 16A, modular service cover for 35mm DIN reail mounting with black handle, front plate 45X54mm | http://datasheet.lovatoelectric.com/Rotary_cam_switches/RON/GX1691O48.pdf
GX1691O88 | GX2010O88.jpg | http://datasheet.lovatoelectric.com/Rotary_cam_switches/products_images/GX2010O88.jpg | Rotary cam switch GX series, ON-OFF switch 2 poles 16A, for rear mounting with red/yellow handle padlockable in 0, door coupling and protection covers, front plate 48X48mm | http://datasheet.lovatoelectric.com/Rotary_cam_switches/ENG/GX1691O88.pdf | Commutatore a camme serie GX, interruttore 2 poli da 16A in esecuzione per montaggio a fondo quadro con maniglia giallo/rossa lucchettabile in 0 con funzione blocco porta e copriterminali, mostrina 48X48mm | http://datasheet.lovatoelectric.com/Rotary_cam_switches/ITA/GX1691O88.pdf | Łącznik krzywkowy serii GX, rozłącznik, 2 pola, 16A, do montażu wewnątrz szafy, z żółto/czerwonym pokrętłem blokowanym w pozycji 0, trzpieniem, osłonami zacisków i tabliczką 48x48mm | http://datasheet.lovatoelectric.com/Rotary_cam_switches/POL/GX1691O88.pdf | Rotary cam switch GX series, ON-OFF switch 2 poles 16A, for rear mounting with red/yellow handle padlockable in 0, door coupling and protection covers, front plate 48X48mm | http://datasheet.lovatoelectric.com/Rotary_cam_switches/RON/GX1691O88.pdf
GX1691P |  |  | Enclosed rotary cam switch GX series, ON-OFF switch 2 poles 16A in plastic enclosure 90X90mm with black handle | http://datasheet.lovatoelectric.com/Rotary_cam_switches/ENG/GX1691P.pdf | Commutatore a camme serie GX, interruttore 2 poli da 16A in cassetta plastica 90X90mm con maniglia nera | http://datasheet.lovatoelectric.com/Rotary_cam_switches/ITA/GX1691P.pdf | Łącznik krzywkowy serii GX, rozłącznik, 2 pola, 16A, w obudowie 90x90mm i czarnym pokrętłem | http://datasheet.lovatoelectric.com/Rotary_cam_switches/POL/GX1691P.pdf | Enclosed rotary cam switch GX series, ON-OFF switch 2 poles 16A in plastic enclosure 90X90mm with black handle | http://datasheet.lovatoelectric.com/Rotary_cam_switches/RON/GX1691P.pdf
GX1691P25 |  |  | Enclosed rotary cam switch GX series, ON-OFF switch 2 poles 16A in plastic enclosure 90X90mm with red/yellow handle | http://datasheet.lovatoelectric.com/Rotary_cam_switches/ENG/GX1691P25.pdf | Commutatore a camme serie GX, interruttore 2 poli da 16A in cassetta plastica 90X90mm con maniglia giallo/rossa | http://datasheet.lovatoelectric.com/Rotary_cam_switches/ITA/GX1691P25.pdf | Łącznik krzywkowy serii GX, rozłącznik, 2 pola, 16A, w obudowie 90x90mm i żółto/czerwonym pokrętłem | http://datasheet.lovatoelectric.com/Rotary_cam_switches/POL/GX1691P25.pdf | Enclosed rotary cam switch GX series, ON-OFF switch 2 poles 16A in plastic enclosure 90X90mm with red/yellow handle | http://datasheet.lovatoelectric.com/Rotary_cam_switches/RON/GX1691P25.pdf
GX1691U | GX2010U.jpg | http://datasheet.lovatoelectric.com/Rotary_cam_switches/products_images/GX2010U.jpg | Rotary cam switch GX series, ON-OFF switch 2 poles 16A, for front mounting with black handle, front plate 48X48mm | http://datasheet.lovatoelectric.com/Rotary_cam_switches/ENG/GX1691U.pdf | Commutatore a camme serie GX, interruttore 2 poli da 16A in esecuzione per montaggio frontale con maniglia nera, mostrina 48X48mm | http://datasheet.lovatoelectric.com/Rotary_cam_switches/ITA/GX1691U.pdf | Łącznik krzywkowy serii GX, rozłącznik, 2 pola, 16A, do montażu tablicowego, z czarnym pokrętłem i tabliczką 48x48mm | http://datasheet.lovatoelectric.com/Rotary_cam_switches/POL/GX1691U.pdf | Rotary cam switch GX series, ON-OFF switch 2 poles 16A, for front mounting with black handle, front plate 48X48mm | http://datasheet.lovatoelectric.com/Rotary_cam_switches/RON/GX1691U.pdf
GX1691U11 | GX2010U11.jpg | http://datasheet.lovatoelectric.com/Rotary_cam_switches/products_images/GX2010U11.jpg | Rotary cam switch GX series, ON-OFF switch 2 poles 16A, for front mounting with black handle without front plate for hole Ø22mm fixing | http://datasheet.lovatoelectric.com/Rotary_cam_switches/ENG/GX1691U11.pdf | Commutatore a camme serie GX, interruttore 2 poli da 16A in esecuzione per montaggio frontale con maniglia nera senza mostrina con fissaggio foro diametro 22mm | http://datasheet.lovatoelectric.com/Rotary_cam_switches/ITA/GX1691U11.pdf | Łącznik krzywkowy serii GX, rozłącznik, 2 pola, 16A, do montażu tablicowego w otworze 22mm, z czarnym pokrętłem bez tabliczki | http://datasheet.lovatoelectric.com/Rotary_cam_switches/POL/GX1691U11.pdf | Rotary cam switch GX series, ON-OFF switch 2 poles 16A, for front mounting with black handle without front plate for hole Ø22mm fixing | http://datasheet.lovatoelectric.com/Rotary_cam_switches/RON/GX1691U11.pdf
GX1691U12 | GX2010U12.jpg | http://datasheet.lovatoelectric.com/Rotary_cam_switches/products_images/GX2010U12.jpg | Rotary cam switch GX series, ON-OFF switch 2 poles 16A, for front mounting without front plate with key operation for hole Ø22mm fixing | http://datasheet.lovatoelectric.com/Rotary_cam_switches/ENG/GX1691U12.pdf | Commutatore a camme serie GX, interruttore 2 poli da 16A in esecuzione per montaggio frontale senza mostrina con comando a chiave e fissaggio foro diametro 22mm | http://datasheet.lovatoelectric.com/Rotary_cam_switches/ITA/GX1691U12.pdf | Łącznik krzywkowy serii GX, rozłącznik, 2 pola, 16A, do montażu tablicowego w otworze 22mm, sterowanie kluczem, bez tabliczki | http://datasheet.lovatoelectric.com/Rotary_cam_switches/POL/GX1691U12.pdf | Rotary cam switch GX series, ON-OFF switch 2 poles 16A, for front mounting without front plate with key operation for hole Ø22mm fixing | http://datasheet.lovatoelectric.com/Rotary_cam_switches/RON/GX1691U12.pdf
GX1691U25 | GX2010U25.jpg | http://datasheet.lovatoelectric.com/Rotary_cam_switches/products_images/GX2010U25.jpg | Rotary cam switch GX series, ON-OFF switch 2 poles 16A, for front mounting with red/yellow handle padlockable in 0 and protection covers, front plate 48X48mm | http://datasheet.lovatoelectric.com/Rotary_cam_switches/ENG/GX1691U25.pdf | Commutatore a camme serie GX, interruttore 2 poli da 16A in esecuzione per montaggio frontale con maniglia giallo/rossa lucchettabile in 0 e copriterminali, mostrina 48X48mm | http://datasheet.lovatoelectric.com/Rotary_cam_switches/ITA/GX1691U25.pdf | Łącznik krzywkowy serii GX, rozłącznik, 2 pola, 16A, do montażu tablicowego, z żółto/czerwonym pokrętłem blokowanym w pozycji 0, osłonami zacisków i tabliczką 48x48mm | http://datasheet.lovatoelectric.com/Rotary_cam_switches/POL/GX1691U25.pdf | Rotary cam switch GX series, ON-OFF switch 2 poles 16A, for front mounting with red/yellow handle padlockable in 0 and protection covers, front plate 48X48mm | http://datasheet.lovatoelectric.com/Rotary_cam_switches/RON/GX1691U25.pdf
GX1691U47 | GX2010U47.jpg | http://datasheet.lovatoelectric.com/Rotary_cam_switches/products_images/GX2010U47.jpg | Rotary cam switch GX series, ON-OFF switch 2 poles 16A, for snap on front mounting with black handle for hole Ø22mm fixing, front plate 48X48mm | http://datasheet.lovatoelectric.com/Rotary_cam_switches/ENG/GX1691U47.pdf | Commutatore a camme serie GX, interruttore 2 poli da 16A in esecuzione per montaggio frontale con maniglia nera e fissaggio a scatto per foro diametro 22mm, mostrina 48x48mm | http://datasheet.lovatoelectric.com/Rotary_cam_switches/ITA/GX1691U47.pdf | Łącznik krzywkowy serii GX, rozłącznik, 2 pola, 16A, do montażu tablicowego w otworze 22mm z czarnym pokrętłem, montowanym na zatrzask do korpusu i tabliczką 48x48mm | http://datasheet.lovatoelectric.com/Rotary_cam_switches/POL/GX1691U47.pdf | Rotary cam switch GX series, ON-OFF switch 2 poles 16A, for snap on front mounting with black handle for hole Ø22mm fixing, front plate 48X48mm | http://datasheet.lovatoelectric.com/Rotary_cam_switches/RON/GX1691U47.pdf
GX1692O | GX2010O.jpg | http://datasheet.lovatoelectric.com/Rotary_cam_switches/products_images/GX2010O.jpg | Rotary cam switch GX series, ON-OFF switch 4 poles 16A, for rear mounting with black handle, front plate 48X48mm | http://datasheet.lovatoelectric.com/Rotary_cam_switches/ENG/GX1692O.pdf | Commutatore a camme serie GX, interruttore 4 poli da 16A in esecuzione per montaggio a fondo quadro con maniglia nera, mostrina 48X48mm | http://datasheet.lovatoelectric.com/Rotary_cam_switches/ITA/GX1692O.pdf | Łącznik krzywkowy serii GX, rozłącznik, 4 pola, 16A, do montażu wewnątrz szafy z czarnym pokrętłem i tabliczką 48x48mm | http://datasheet.lovatoelectric.com/Rotary_cam_switches/POL/GX1692O.pdf | Rotary cam switch GX series, ON-OFF switch 4 poles 16A, for rear mounting with black handle, front plate 48X48mm | http://datasheet.lovatoelectric.com/Rotary_cam_switches/RON/GX1692O.pdf
GX1692O48 | GX2010O48.jpg | http://datasheet.lovatoelectric.com/Rotary_cam_switches/products_images/GX2010O48.jpg | Rotary cam switch GX series, ON-OFF switch 4 poles 16A, modular service cover for 35mm DIN reail mounting with black handle, front plate 45X54mm | http://datasheet.lovatoelectric.com/Rotary_cam_switches/ENG/GX1692O48.pdf | Commutatore a camme serie GX, interruttore 4 poli da 16A in esecuzione modulare per montaggio su guida DIN con maniglia nera, mostrina 45X54mm | http://datasheet.lovatoelectric.com/Rotary_cam_switches/ITA/GX1692O48.pdf | Łącznik krzywkowy serii GX, rozłącznik, 4 pola, 16A, wykonanie modułowe do montażu na szynie DIN 35mm, z czarnym pokrętłem i tabliczką 45x54mm | http://datasheet.lovatoelectric.com/Rotary_cam_switches/POL/GX1692O48.pdf | Rotary cam switch GX series, ON-OFF switch 4 poles 16A, modular service cover for 35mm DIN reail mounting with black handle, front plate 45X54mm | http://datasheet.lovatoelectric.com/Rotary_cam_switches/RON/GX1692O48.pdf
GX1692O88 | GX2010O88.jpg | http://datasheet.lovatoelectric.com/Rotary_cam_switches/products_images/GX2010O88.jpg | Rotary cam switch GX series, ON-OFF switch 4 poles 16A, for rear mounting with red/yellow handle padlockable in 0, door coupling and protection covers, front plate 48X48mm | http://datasheet.lovatoelectric.com/Rotary_cam_switches/ENG/GX1692O88.pdf | Commutatore a camme serie GX, interruttore 4 poli da 16A in esecuzione per montaggio a fondo quadro con maniglia giallo/rossa lucchettabile in 0 con funzione blocco porta e copriterminali, mostrina 48X48mm | http://datasheet.lovatoelectric.com/Rotary_cam_switches/ITA/GX1692O88.pdf | Łącznik krzywkowy serii GX, rozłącznik, 4 pola, 16A, do montażu wewnątrz szafy, z żółto/czerwonym pokrętłem blokowanym w pozycji 0, trzpieniem, osłonami zacisków i tabliczką 48x48mm | http://datasheet.lovatoelectric.com/Rotary_cam_switches/POL/GX1692O88.pdf | Rotary cam switch GX series, ON-OFF switch 4 poles 16A, for rear mounting with red/yellow handle padlockable in 0, door coupling and protection covers, front plate 48X48mm | http://datasheet.lovatoelectric.com/Rotary_cam_switches/RON/GX1692O88.pdf
GX1692P |  |  | Enclosed rotary cam switch GX series, ON-OFF switch 4 poles 16A in plastic enclosure 90X90mm with black handle | http://datasheet.lovatoelectric.com/Rotary_cam_switches/ENG/GX1692P.pdf | Commutatore a camme serie GX, interruttore 4 poli da 16A in cassetta plastica 90X90mm con maniglia nera | http://datasheet.lovatoelectric.com/Rotary_cam_switches/ITA/GX1692P.pdf | Łącznik krzywkowy serii GX, rozłącznik, 4 pola, 16A, w obudowie 90x90mm i czarnym pokrętłem | http://datasheet.lovatoelectric.com/Rotary_cam_switches/POL/GX1692P.pdf | Enclosed rotary cam switch GX series, ON-OFF switch 4 poles 16A in plastic enclosure 90X90mm with black handle | http://datasheet.lovatoelectric.com/Rotary_cam_switches/RON/GX1692P.pdf
GX1692P25 |  |  | Enclosed rotary cam switch GX series, ON-OFF switch 4 poles 16A in plastic enclosure 90X90mm with red/yellow handle | http://datasheet.lovatoelectric.com/Rotary_cam_switches/ENG/GX1692P25.pdf | Commutatore a camme serie GX, interruttore 4 poli da 16A in cassetta plastica 90X90mm con maniglia giallo/rossa | http://datasheet.lovatoelectric.com/Rotary_cam_switches/ITA/GX1692P25.pdf | Łącznik krzywkowy serii GX, rozłącznik, 4 pola, 16A, w obudowie 90x90mm i żółto/czerwonym pokrętłem | http://datasheet.lovatoelectric.com/Rotary_cam_switches/POL/GX1692P25.pdf | Enclosed rotary cam switch GX series, ON-OFF switch 4 poles 16A in plastic enclosure 90X90mm with red/yellow handle | http://datasheet.lovatoelectric.com/Rotary_cam_switches/RON/GX1692P25.pdf
GX1692U | GX2010U.jpg | http://datasheet.lovatoelectric.com/Rotary_cam_switches/products_images/GX2010U.jpg | Rotary cam switch GX series, ON-OFF switch 4 poles 16A, for front mounting with black handle, front plate 48X48mm | http://datasheet.lovatoelectric.com/Rotary_cam_switches/ENG/GX1692U.pdf | Commutatore a camme serie GX, interruttore 4 poli da 16A in esecuzione per montaggio frontale con maniglia nera, mostrina 48X48mm | http://datasheet.lovatoelectric.com/Rotary_cam_switches/ITA/GX1692U.pdf | Łącznik krzywkowy serii GX, rozłącznik, 4 pola, 16A, do montażu tablicowego, z czarnym pokrętłem i tabliczką 48x48mm | http://datasheet.lovatoelectric.com/Rotary_cam_switches/POL/GX1692U.pdf | Rotary cam switch GX series, ON-OFF switch 4 poles 16A, for front mounting with black handle, front plate 48X48mm | http://datasheet.lovatoelectric.com/Rotary_cam_switches/RON/GX1692U.pdf
GX1692U11 | GX2010U11.jpg | http://datasheet.lovatoelectric.com/Rotary_cam_switches/products_images/GX2010U11.jpg | Rotary cam switch GX series, ON-OFF switch 4 poles 16A, for front mounting with black handle without front plate for hole Ø22mm fixing | http://datasheet.lovatoelectric.com/Rotary_cam_switches/ENG/GX1692U11.pdf | Commutatore a camme serie GX, interruttore 4 poli da 16A in esecuzione per montaggio frontale con maniglia nera senza mostrina con fissaggio foro diametro 22mm | http://datasheet.lovatoelectric.com/Rotary_cam_switches/ITA/GX1692U11.pdf | Łącznik krzywkowy serii GX, rozłącznik, 4 pola, 16A, do montażu tablicowego w otworze 22mm, z czarnym pokrętłem bez tabliczki | http://datasheet.lovatoelectric.com/Rotary_cam_switches/POL/GX1692U11.pdf | Rotary cam switch GX series, ON-OFF switch 4 poles 16A, for front mounting with black handle without front plate for hole Ø22mm fixing | http://datasheet.lovatoelectric.com/Rotary_cam_switches/RON/GX1692U11.pdf
GX1692U12 | GX2010U12.jpg | http://datasheet.lovatoelectric.com/Rotary_cam_switches/products_images/GX2010U12.jpg | Rotary cam switch GX series, ON-OFF switch 4 poles 16A, for front mounting without front plate with key operation for hole Ø22mm fixing | http://datasheet.lovatoelectric.com/Rotary_cam_switches/ENG/GX1692U12.pdf | Commutatore a camme serie GX, interruttore 4 poli da 16A in esecuzione per montaggio frontale senza mostrina con comando a chiave e fissaggio foro diametro 22mm | http://datasheet.lovatoelectric.com/Rotary_cam_switches/ITA/GX1692U12.pdf | Łącznik krzywkowy serii GX, rozłącznik, 4 pola, 16A, do montażu tablicowego w otworze 22mm, sterowanie kluczem, bez tabliczki | http://datasheet.lovatoelectric.com/Rotary_cam_switches/POL/GX1692U12.pdf | Rotary cam switch GX series, ON-OFF switch 4 poles 16A, for front mounting without front plate with key operation for hole Ø22mm fixing | http://datasheet.lovatoelectric.com/Rotary_cam_switches/RON/GX1692U12.pdf
GX1692U25 | GX2010U25.jpg | http://datasheet.lovatoelectric.com/Rotary_cam_switches/products_images/GX2010U25.jpg | Rotary cam switch GX series, ON-OFF switch 4 poles 16A, for front mounting with red/yellow handle padlockable in 0 and protection covers, front plate 48X48mm | http://datasheet.lovatoelectric.com/Rotary_cam_switches/ENG/GX1692U25.pdf | Commutatore a camme serie GX, interruttore 4 poli da 16A in esecuzione per montaggio frontale con maniglia giallo/rossa lucchettabile in 0 e copriterminali, mostrina 48X48mm | http://datasheet.lovatoelectric.com/Rotary_cam_switches/ITA/GX1692U25.pdf | Łącznik krzywkowy serii GX, rozłącznik, 4 pola, 16A, do montażu tablicowego, z żółto/czerwonym pokrętłem blokowanym w pozycji 0, osłonami zacisków i tabliczką 48x48mm | http://datasheet.lovatoelectric.com/Rotary_cam_switches/POL/GX1692U25.pdf | Rotary cam switch GX series, ON-OFF switch 4 poles 16A, for front mounting with red/yellow handle padlockable in 0 and protection covers, front plate 48X48mm | http://datasheet.lovatoelectric.com/Rotary_cam_switches/RON/GX1692U25.pdf
GX1692U47 | GX2010U47.jpg | http://datasheet.lovatoelectric.com/Rotary_cam_switches/products_images/GX2010U47.jpg | Rotary cam switch GX series, ON-OFF switch 4 poles 16A, for snap on front mounting with black handle for hole Ø22mm fixing, front plate 48X48mm | http://datasheet.lovatoelectric.com/Rotary_cam_switches/ENG/GX1692U47.pdf | Commutatore a camme serie GX, interruttore 4 poli da 16A in esecuzione per montaggio frontale con maniglia nera e fissaggio a scatto per foro diametro 22mm, mostrina 48x48mm | http://datasheet.lovatoelectric.com/Rotary_cam_switches/ITA/GX1692U47.pdf | Łącznik krzywkowy serii GX, rozłącznik, 4 pola, 16A, do montażu tablicowego w otworze 22mm z czarnym pokrętłem, montowanym na zatrzask do korpusu i tabliczką 48x48mm | http://datasheet.lovatoelectric.com/Rotary_cam_switches/POL/GX1692U47.pdf | Rotary cam switch GX series, ON-OFF switch 4 poles 16A, for snap on front mounting with black handle for hole Ø22mm fixing, front plate 48X48mm | http://datasheet.lovatoelectric.com/Rotary_cam_switches/RON/GX1692U47.pdf
GX1693O |  |  | Rotary cam switch GX series, multi-step 1-2-3, 3 poles 16A, for rear mounting with black handle, front plate 48X48mm | http://datasheet.lovatoelectric.com/Rotary_cam_switches/ENG/GX1693O.pdf | Commutatore a camme serie GX, multivia 1-2-3 3 poli da 16A in esecuzione per montaggio a fondo quadro con maniglia nera, mostrina 48X48mm | http://datasheet.lovatoelectric.com/Rotary_cam_switches/ITA/GX1693O.pdf | Łącznik krzywkowy serii GX, wielopozycyjny 1-2-3, 3 pola, 16A, do montażu wewnątrz szafy z czarnym pokrętłem i tabliczką 48x48mm | http://datasheet.lovatoelectric.com/Rotary_cam_switches/POL/GX1693O.pdf | Rotary cam switch GX series, multi-step 1-2-3, 3 poles 16A, for rear mounting with black handle, front plate 48X48mm | http://datasheet.lovatoelectric.com/Rotary_cam_switches/RON/GX1693O.pdf
GX1693O48 |  |  | Rotary cam switch GX series, multi-step 1-2-3, 3 poles 16A, modular service cover for 35mm DIN reail mounting with black handle, front plate 45X54mm | http://datasheet.lovatoelectric.com/Rotary_cam_switches/ENG/GX1693O48.pdf | Commutatore a camme serie GX, multivia 1-2-3 3 poli da 16A in esecuzione modulare per montaggio su guida DIN con maniglia nera, mostrina 45X54mm | http://datasheet.lovatoelectric.com/Rotary_cam_switches/ITA/GX1693O48.pdf | Łącznik krzywkowy serii GX, wielopozycyjny 1-2-3, 3 pola, 16A, wykonanie modułowe do montażu na szynie DIN 35mm, z czarnym pokrętłem i tabliczką 45x54mm | http://datasheet.lovatoelectric.com/Rotary_cam_switches/POL/GX1693O48.pdf | Rotary cam switch GX series, multi-step 1-2-3, 3 poles 16A, modular service cover for 35mm DIN reail mounting with black handle, front plate 45X54mm | http://datasheet.lovatoelectric.com/Rotary_cam_switches/RON/GX1693O48.pdf
GX1693P |  |  | Enclosed rotary cam switch GX series, multi-step 1-2-3, 3 poles 16A in plastic enclosure 90X90mm with black handle | http://datasheet.lovatoelectric.com/Rotary_cam_switches/ENG/GX1693P.pdf | Commutatore a camme serie GX, multivia 1-2-3 3 poli da 16A in cassetta plastica 90X90mm con maniglia nera | http://datasheet.lovatoelectric.com/Rotary_cam_switches/ITA/GX1693P.pdf | Łącznik krzywkowy serii GX, wielopozycyjny 1-2-3, 3 pola, 16A, w obudowie 90x90mm i czarnym pokrętłem | http://datasheet.lovatoelectric.com/Rotary_cam_switches/POL/GX1693P.pdf | Enclosed rotary cam switch GX series, multi-step 1-2-3, 3 poles 16A in plastic enclosure 90X90mm with black handle | http://datasheet.lovatoelectric.com/Rotary_cam_switches/RON/GX1693P.pdf
GX1693U |  |  | Rotary cam switch GX series, multi-step 1-2-3, 3 poles 16A, for front mounting with black handle, front plate 48X48mm | http://datasheet.lovatoelectric.com/Rotary_cam_switches/ENG/GX1693U.pdf | Commutatore a camme serie GX, multivia 1-2-3 3 poli da 16A in esecuzione per montaggio frontale con maniglia nera, mostrina 48X48mm | http://datasheet.lovatoelectric.com/Rotary_cam_switches/ITA/GX1693U.pdf | Łącznik krzywkowy serii GX, wielopozycyjny 1-2-3, 3 pola, 16A, do montażu tablicowego, z czarnym pokrętłem i tabliczką 48x48mm | http://datasheet.lovatoelectric.com/Rotary_cam_switches/POL/GX1693U.pdf | Rotary cam switch GX series, multi-step 1-2-3, 3 poles 16A, for front mounting with black handle, front plate 48X48mm | http://datasheet.lovatoelectric.com/Rotary_cam_switches/RON/GX1693U.pdf
GX1693U47 |  |  | Rotary cam switch GX series, multi-step 1-2-3, 3 poles 16A, for snap on front mounting with black handle for hole Ø22mm fixing, front plate 48X48mm | http://datasheet.lovatoelectric.com/Rotary_cam_switches/ENG/GX1693U47.pdf | Commutatore a camme serie GX, multivia 1-2-3 3 poli da 16A in esecuzione per montaggio frontale con maniglia nera e fissaggio a scatto per foro diametro 22mm, mostrina 48X48mm | http://datasheet.lovatoelectric.com/Rotary_cam_switches/ITA/GX1693U47.pdf | Łącznik krzywkowy serii GX, wielopozycyjny 1-2-3, 3 pola, 16A, do montażu tablicowego w otworze 22mm z czarnym pokrętłem, montowanym na zatrzask do korpusu i tabliczką 48x48mm | http://datasheet.lovatoelectric.com/Rotary_cam_switches/POL/GX1693U47.pdf | Rotary cam switch GX series, multi-step 1-2-3, 3 poles 16A, for snap on front mounting with black handle for hole Ø22mm fixing, front plate 48X48mm | http://datasheet.lovatoelectric.com/Rotary_cam_switches/RON/GX1693U47.pdf
GX1694O |  |  | Rotary cam switch GX series, multi-step 1-2-3-4, 3 poles 16A, for rear mounting with black handle, front plate 48X48mm | http://datasheet.lovatoelectric.com/Rotary_cam_switches/ENG/GX1694O.pdf | Commutatore a camme serie GX, multivia 1-2-3-4 3 poli da 16A in esecuzione per montaggio a fondo quadro con maniglia nera, mostrina 48X48mm | http://datasheet.lovatoelectric.com/Rotary_cam_switches/ITA/GX1694O.pdf | Łącznik krzywkowy serii GX, wielopozycyjny 1-2-3-4, 3 pola, 16A, do montażu wewnątrz szafy z czarnym pokrętłem i tabliczką 48x48mm | http://datasheet.lovatoelectric.com/Rotary_cam_switches/POL/GX1694O.pdf | Rotary cam switch GX series, multi-step 1-2-3-4, 3 poles 16A, for rear mounting with black handle, front plate 48X48mm | http://datasheet.lovatoelectric.com/Rotary_cam_switches/RON/GX1694O.pdf
GX1694O48 |  |  | Rotary cam switch GX series, multi-step 1-2-3-4, 3 poles 16A, modular service cover for 35mm DIN reail mounting with black handle, front plate 45X54mm | http://datasheet.lovatoelectric.com/Rotary_cam_switches/ENG/GX1694O48.pdf | Commutatore a camme serie GX, multivia 1-2-3-4 3 poli da 16A in esecuzione modulare per montaggio su guida DIN con maniglia nera, mostrina 45X54mm | http://datasheet.lovatoelectric.com/Rotary_cam_switches/ITA/GX1694O48.pdf | Łącznik krzywkowy serii GX, wielopozycyjny 1-2-3-4, 3 pola, 16A, wykonanie modułowe do montażu na szynie DIN 35mm, z czarnym pokrętłem i tabliczką 45x54mm | http://datasheet.lovatoelectric.com/Rotary_cam_switches/POL/GX1694O48.pdf | Rotary cam switch GX series, multi-step 1-2-3-4, 3 poles 16A, modular service cover for 35mm DIN reail mounting with black handle, front plate 45X54mm | http://datasheet.lovatoelectric.com/Rotary_cam_switches/RON/GX1694O48.pdf
GX1694P |  |  | Enclosed rotary cam switch GX series, multi-step 1-2-3-4, 3 poles 16A in plastic enclosure 90X90mm with black handle | http://datasheet.lovatoelectric.com/Rotary_cam_switches/ENG/GX1694P.pdf | Commutatore a camme serie GX, multivia 1-2-3-4 3 poli da 16A in cassetta plastica 90X90mm con maniglia nera | http://datasheet.lovatoelectric.com/Rotary_cam_switches/ITA/GX1694P.pdf | Łącznik krzywkowy serii GX, wielopozycyjny 1-2-3-4, 3 pola, 16A, w obudowie 90x90mm i czarnym pokrętłem | http://datasheet.lovatoelectric.com/Rotary_cam_switches/POL/GX1694P.pdf | Enclosed rotary cam switch GX series, multi-step 1-2-3-4, 3 poles 16A in plastic enclosure 90X90mm with black handle | http://datasheet.lovatoelectric.com/Rotary_cam_switches/RON/GX1694P.pdf
GX1694U |  |  | Rotary cam switch GX series, multi-step 1-2-3-4, 3 poles 16A, for front mounting with black handle, front plate 48X48mm | http://datasheet.lovatoelectric.com/Rotary_cam_switches/ENG/GX1694U.pdf | Commutatore a camme serie GX, multivia 1-2-3-4 3 poli da 16A in esecuzione per montaggio frontale con maniglia nera, mostrina 48X48mm | http://datasheet.lovatoelectric.com/Rotary_cam_switches/ITA/GX1694U.pdf | Łącznik krzywkowy serii GX, wielopozycyjny 1-2-3-4, 3 pola, 16A, do montażu tablicowego, z czarnym pokrętłem i tabliczką 48x48mm | http://datasheet.lovatoelectric.com/Rotary_cam_switches/POL/GX1694U.pdf | Rotary cam switch GX series, multi-step 1-2-3-4, 3 poles 16A, for front mounting with black handle, front plate 48X48mm | http://datasheet.lovatoelectric.com/Rotary_cam_switches/RON/GX1694U.pdf
GX1694U47 |  |  | Rotary cam switch GX series, multi-step 1-2-3-4, 3 poles 16A, for snap on front mounting with black handle for hole Ø22mm fixing, front plate 48X48mm | http://datasheet.lovatoelectric.com/Rotary_cam_switches/ENG/GX1694U47.pdf | Commutatore a camme serie GX, multivia 1-2-3-4 3 poli da 16A in esecuzione per montaggio frontale con maniglia nera e fissaggio a scatto per foro diametro 22mm, mostrina 48X48mm | http://datasheet.lovatoelectric.com/Rotary_cam_switches/ITA/GX1694U47.pdf | Łącznik krzywkowy serii GX, wielopozycyjny 1-2-3-4, 3 pola, 16A, do montażu tablicowego w otworze 22mm z czarnym pokrętłem, montowanym na zatrzask do korpusu i tabliczką 48x48mm | http://datasheet.lovatoelectric.com/Rotary_cam_switches/POL/GX1694U47.pdf | Rotary cam switch GX series, multi-step 1-2-3-4, 3 poles 16A, for snap on front mounting with black handle for hole Ø22mm fixing, front plate 48X48mm | http://datasheet.lovatoelectric.com/Rotary_cam_switches/RON/GX1694U47.pdf
GX1697O |  |  | Rotary cam switch gx series, ammeter switch 16A, for rear mounting with black handle, front plate 48X48mm | http://datasheet.lovatoelectric.com/Rotary_cam_switches/ENG/GX1697O.pdf | Commutatore a camme serie GX, commutatore amperometrico da 16A in esecuzione per montaggio a fondo quadro con maniglia nera, mostrina 48X48mm | http://datasheet.lovatoelectric.com/Rotary_cam_switches/ITA/GX1697O.pdf | Łącznik krzywkowy serii GX,przełącznik amperomierzy, 16A, do montażu wewnątrz szafy z czarnym pokrętłem i tabliczką 48x48mm | http://datasheet.lovatoelectric.com/Rotary_cam_switches/POL/GX1697O.pdf | Rotary cam switch gx series, ammeter switch 16A, for rear mounting with black handle, front plate 48X48mm | http://datasheet.lovatoelectric.com/Rotary_cam_switches/RON/GX1697O.pdf
GX1697O48 |  |  | Rotary cam switch GX series, ammeter switch 16A, modular service cover for 35mm DIN reail mounting with black handle, front plate 45X54mm | http://datasheet.lovatoelectric.com/Rotary_cam_switches/ENG/GX1697O48.pdf | Commutatore a camme serie GX, commutatore amperometrico da 16A in esecuzione modulare per montaggio su guida DIN con maniglia nera, mostrina 45X54mm | http://datasheet.lovatoelectric.com/Rotary_cam_switches/ITA/GX1697O48.pdf | Łącznik krzywkowy serii GX, przełącznik amperomierzy, 16A, wykonanie modułowe do montażu na szynie DIN 35mm, z czarnym pokrętłem i tabliczką 45x54mm | http://datasheet.lovatoelectric.com/Rotary_cam_switches/POL/GX1697O48.pdf | Rotary cam switch GX series, ammeter switch 16A, modular service cover for 35mm DIN reail mounting with black handle, front plate 45X54mm | http://datasheet.lovatoelectric.com/Rotary_cam_switches/RON/GX1697O48.pdf
GX1697U |  |  | Rotary cam switch GX series, ammeter switch 16A, for front mounting with black handle, front plate 48X48mm | http://datasheet.lovatoelectric.com/Rotary_cam_switches/ENG/GX1697U.pdf | Commutatore a camme serie GX, commutatore amperometrico da 16A in esecuzione per montaggio frontale con maniglia nera, mostrina 48X48mm | http://datasheet.lovatoelectric.com/Rotary_cam_switches/ITA/GX1697U.pdf | Łącznik krzywkowy serii GX, przełącznik amperomierzy, 16A, do montażu tablicowego, z czarnym pokrętłem i tabliczką 48x48mm | http://datasheet.lovatoelectric.com/Rotary_cam_switches/POL/GX1697U.pdf | Rotary cam switch GX series, ammeter switch 16A, for front mounting with black handle, front plate 48X48mm | http://datasheet.lovatoelectric.com/Rotary_cam_switches/RON/GX1697U.pdf
GX1697U47 |  |  | Rotary cam switch GX series, ammeter switch 16A, for snap on front mounting with black handle for hole Ø22mm fixing, front plate 48X48mm | http://datasheet.lovatoelectric.com/Rotary_cam_switches/ENG/GX1697U47.pdf | Commutatore a camme serie GX, commutatore amperometrico da 16A in esecuzione per montaggio frontale con maniglia nera e fissaggio a scatto per foro diametro 22mm, mostrina 48X48mm | http://datasheet.lovatoelectric.com/Rotary_cam_switches/ITA/GX1697U47.pdf | Łącznik krzywkowy serii GX, przełącznik amperomierzy, 16A, do montażu tablicowego w otworze 22mm z czarnym pokrętłem, montowanym na zatrzask do korpusu i tabliczką 48x48mm | http://datasheet.lovatoelectric.com/Rotary_cam_switches/POL/GX1697U47.pdf | Rotary cam switch GX series, ammeter switch 16A, for snap on front mounting with black handle for hole Ø22mm fixing, front plate 48X48mm | http://datasheet.lovatoelectric.com/Rotary_cam_switches/RON/GX1697U47.pdf
GX1698O |  |  | Rotary cam switch gx series, ammeter switch 16A, for rear mounting with black handle, front plate 48X48mm | http://datasheet.lovatoelectric.com/Rotary_cam_switches/ENG/GX1698O.pdf | Commutatore a camme serie GX, commutatore amperometrico da 16A in esecuzione per montaggio a fondo quadro con maniglia nera, mostrina 48X48mm | http://datasheet.lovatoelectric.com/Rotary_cam_switches/ITA/GX1698O.pdf | Łącznik krzywkowy serii GX,przełącznik amperomierzy, 16A, do montażu wewnątrz szafy z czarnym pokrętłem i tabliczką 48x48mm | http://datasheet.lovatoelectric.com/Rotary_cam_switches/POL/GX1698O.pdf | Rotary cam switch gx series, ammeter switch 16A, for rear mounting with black handle, front plate 48X48mm | http://datasheet.lovatoelectric.com/Rotary_cam_switches/RON/GX1698O.pdf
GX1698O48 |  |  | Rotary cam switch GX series, ammeter switch 16A, modular service cover for 35mm DIN reail mounting with black handle, front plate 45X54mm | http://datasheet.lovatoelectric.com/Rotary_cam_switches/ENG/GX1698O48.pdf | Commutatore a camme serie GX, commutatore amperometrico da 16A in esecuzione modulare per montaggio su guida DIN con maniglia nera, mostrina 45X54mm | http://datasheet.lovatoelectric.com/Rotary_cam_switches/ITA/GX1698O48.pdf | Łącznik krzywkowy serii GX, przełącznik amperomierzy, 16A, wykonanie modułowe do montażu na szynie DIN 35mm, z czarnym pokrętłem i tabliczką 45x54mm | http://datasheet.lovatoelectric.com/Rotary_cam_switches/POL/GX1698O48.pdf | Rotary cam switch GX series, ammeter switch 16A, modular service cover for 35mm DIN reail mounting with black handle, front plate 45X54mm | http://datasheet.lovatoelectric.com/Rotary_cam_switches/RON/GX1698O48.pdf
GX1698U |  |  | Rotary cam switch GX series, ammeter switch 16A, for front mounting with black handle, front plate 48X48mm | http://datasheet.lovatoelectric.com/Rotary_cam_switches/ENG/GX1698U.pdf | Commutatore a camme serie GX, commutatore amperometrico da 16A in esecuzione per montaggio frontale con maniglia nera, mostrina 48X48mm | http://datasheet.lovatoelectric.com/Rotary_cam_switches/ITA/GX1698U.pdf | Łącznik krzywkowy serii GX, przełącznik amperomierzy, 16A, do montażu tablicowego, z czarnym pokrętłem i tabliczką 48x48mm | http://datasheet.lovatoelectric.com/Rotary_cam_switches/POL/GX1698U.pdf | Rotary cam switch GX series, ammeter switch 16A, for front mounting with black handle, front plate 48X48mm | http://datasheet.lovatoelectric.com/Rotary_cam_switches/RON/GX1698U.pdf
GX1698U47 |  |  | Rotary cam switch GX series, ammeter switch 16A, for snap on front mounting with black handle for hole Ø22mm fixing, front plate 48X48mm | http://datasheet.lovatoelectric.com/Rotary_cam_switches/ENG/GX1698U47.pdf | Commutatore a camme serie GX, commutatore amperometrico da 16A in esecuzione per montaggio frontale con maniglia nera e fissaggio a scatto per foro diametro 22mm, mostrina 48X48mm | http://datasheet.lovatoelectric.com/Rotary_cam_switches/ITA/GX1698U47.pdf | Łącznik krzywkowy serii GX, przełącznik amperomierzy, 16A, do montażu tablicowego w otworze 22mm z czarnym pokrętłem, montowanym na zatrzask do korpusu i tabliczką 48x48mm | http://datasheet.lovatoelectric.com/Rotary_cam_switches/POL/GX1698U47.pdf | Rotary cam switch GX series, ammeter switch 16A, for snap on front mounting with black handle for hole Ø22mm fixing, front plate 48X48mm | http://datasheet.lovatoelectric.com/Rotary_cam_switches/RON/GX1698U47.pdf
GX2003O | GX2010O.jpg | http://datasheet.lovatoelectric.com/Rotary_cam_switches/products_images/GX2010O.jpg | Rotary cam switch GX series, ON-OFF spring return switch 3 poles 20A, for rear mounting with black handle, front plate 48X48mm | http://datasheet.lovatoelectric.com/Rotary_cam_switches/ENG/GX2003O.pdf | Commutatore a camme serie GX, interruttore con ritorno a molla 3 poli da 20A in esecuzione per montaggio a fondo quadro con maniglia nera, mostrina 48X48mm | http://datasheet.lovatoelectric.com/Rotary_cam_switches/ITA/GX2003O.pdf | Łącznik krzywkowy serii GX, rozłącznik z powrotem do pozycji 0, 3 pola, 20A, do montażu wewnątrz szafy z czarnym pokrętłem i tabliczką 48x48mm | http://datasheet.lovatoelectric.com/Rotary_cam_switches/POL/GX2003O.pdf | Rotary cam switch GX series, ON-OFF spring return switch 3 poles 20A, for rear mounting with black handle, front plate 48X48mm | http://datasheet.lovatoelectric.com/Rotary_cam_switches/RON/GX2003O.pdf
GX2003P |  |  | Enclosed rotary cam switch GX series, ON-OFF spring return switch 3 poles 20A in plastic enclosure 90X90mm with black handle | http://datasheet.lovatoelectric.com/Rotary_cam_switches/ENG/GX2003P.pdf | Commutatore a camme serie GX, interruttore con ritorno a molla 3 poli da 20A in cassetta plastica 90X90mm con maniglia nera | http://datasheet.lovatoelectric.com/Rotary_cam_switches/ITA/GX2003P.pdf | Łącznik krzywkowy serii GX, rozłącznik z powrotem do pozycji 0, 3 pola, 20A, w obudowie 90x90mm i czarnym pokrętłem | http://datasheet.lovatoelectric.com/Rotary_cam_switches/POL/GX2003P.pdf | Enclosed rotary cam switch GX series, ON-OFF spring return switch 3 poles 20A in plastic enclosure 90X90mm with black handle | http://datasheet.lovatoelectric.com/Rotary_cam_switches/RON/GX2003P.pdf
GX2003U | GX2010U.jpg | http://datasheet.lovatoelectric.com/Rotary_cam_switches/products_images/GX2010U.jpg | Rotary cam switch GX series, ON-OFF spring return switch 3 poles 20A, for front mounting with black handle, front plate 48X48mm | http://datasheet.lovatoelectric.com/Rotary_cam_switches/ENG/GX2003U.pdf | Commutatore a camme serie GX, interruttore con ritorno a molla 3 poli da 20A in esecuzione per montaggio frontale con maniglia nera, mostrina 48X48mm | http://datasheet.lovatoelectric.com/Rotary_cam_switches/ITA/GX2003U.pdf | Łącznik krzywkowy serii GX, rozłącznik z powrotem do pozycji 0, 3 pola, 20A, do montażu tablicowego, z czarnym pokrętłem i tabliczką 48x48mm | http://datasheet.lovatoelectric.com/Rotary_cam_switches/POL/GX2003U.pdf | Rotary cam switch GX series, ON-OFF spring return switch 3 poles 20A, for front mounting with black handle, front plate 48X48mm | http://datasheet.lovatoelectric.com/Rotary_cam_switches/RON/GX2003U.pdf
GX2003U11 | GX2010U11.jpg | http://datasheet.lovatoelectric.com/Rotary_cam_switches/products_images/GX2010U11.jpg | Rotary cam switch GX series, ON-OFF spring return switch 3 poles 20A, for front mounting with black handle without front plate for hole Ø22mm fixing | http://datasheet.lovatoelectric.com/Rotary_cam_switches/ENG/GX2003U11.pdf | Commutatore a camme serie GX, interruttore con ritorno a molla 3 poli da 20A in esecuzione per montaggio frontale con maniglia nera senza mostrina con fissaggio foro diametro 22mm | http://datasheet.lovatoelectric.com/Rotary_cam_switches/ITA/GX2003U11.pdf | Łącznik krzywkowy serii GX, rozłącznik z powrotem do pozycji 0, 3 pola, 20A, do montażu tablicowego w otworze 22mm, z czarnym pokrętłem bez tabliczki | http://datasheet.lovatoelectric.com/Rotary_cam_switches/POL/GX2003U11.pdf | Rotary cam switch GX series, ON-OFF spring return switch 3 poles 20A, for front mounting with black handle without front plate for hole Ø22mm fixing | http://datasheet.lovatoelectric.com/Rotary_cam_switches/RON/GX2003U11.pdf
GX2003U12 | GX2010U12.jpg | http://datasheet.lovatoelectric.com/Rotary_cam_switches/products_images/GX2010U12.jpg | Rotary cam switch GX series, ON-OFF spring return switch 3 poles 20A, for front mounting without front plate with key operation for hole Ø22mm fixing | http://datasheet.lovatoelectric.com/Rotary_cam_switches/ENG/GX2003U12.pdf | Commutatore a camme serie GX, interruttore con ritorno a molla 3 poli da 20A in esecuzione per montaggio frontale senza mostrina con comando a chiave e fissaggio foro diametro 22mm | http://datasheet.lovatoelectric.com/Rotary_cam_switches/ITA/GX2003U12.pdf | Łącznik krzywkowy serii GX, rozłącznik z powrotem do pozycji 0, 3 pola, 20A, do montażu tablicowego w otworze 22mm, sterowanie kluczem, bez tabliczki | http://datasheet.lovatoelectric.com/Rotary_cam_switches/POL/GX2003U12.pdf | Rotary cam switch GX series, ON-OFF spring return switch 3 poles 20A, for front mounting without front plate with key operation for hole Ø22mm fixing | http://datasheet.lovatoelectric.com/Rotary_cam_switches/RON/GX2003U12.pdf
GX2003U47 | GX2010U47.jpg | http://datasheet.lovatoelectric.com/Rotary_cam_switches/products_images/GX2010U47.jpg | Rotary cam switch GX series, ON-OFF spring return switch 3 poles 120A, for snap on front mounting with black handle for hole Ø22mm fixing, front plate 48X48mm | http://datasheet.lovatoelectric.com/Rotary_cam_switches/ENG/GX2003U47.pdf | Commutatore a camme serie GX, interruttore con ritorno a molla 3 poli da 20A in esecuzione per montaggio frontale con maniglia nera e fissaggio a scatto per foro diametro 22mm, mostrina 48x48mm | http://datasheet.lovatoelectric.com/Rotary_cam_switches/ITA/GX2003U47.pdf | Łącznik krzywkowy serii GX, rozłącznik z powrotem do pozycji 0, 3 pola, 120A, do montażu tablicowego w otworze 22mm z czarnym pokrętłem, montowanym na zatrzask do korpusu i tabliczką 48x48mm | http://datasheet.lovatoelectric.com/Rotary_cam_switches/POL/GX2003U47.pdf | Rotary cam switch GX series, ON-OFF spring return switch 3 poles 120A, for snap on front mounting with black handle for hole Ø22mm fixing, front plate 48X48mm | http://datasheet.lovatoelectric.com/Rotary_cam_switches/RON/GX2003U47.pdf
GX2005O |  |  | Rotary cam switch GX series, ON-OFF switch 1 pole 20A, for rear mounting with black handle, front plate 48X48mm | http://datasheet.lovatoelectric.com/Rotary_cam_switches/ENG/GX2005O.pdf | Commutatore a camme serie GX, interruttore 1 polo da 20A in esecuzione per montaggio a fondo quadro con maniglia nera, mostrina 48X48mm | http://datasheet.lovatoelectric.com/Rotary_cam_switches/ITA/GX2005O.pdf | Łącznik krzywkowy serii GX, rozłącznik, 1 pole, 20A, do montażu wewnątrz szafy z czarnym pokrętłem i tabliczką 48x48mm | http://datasheet.lovatoelectric.com/Rotary_cam_switches/POL/GX2005O.pdf | Rotary cam switch GX series, ON-OFF switch 1 pole 20A, for rear mounting with black handle, front plate 48X48mm | http://datasheet.lovatoelectric.com/Rotary_cam_switches/RON/GX2005O.pdf
GX2005O48 |  |  | Rotary cam switch GX series, ON-OFF switch 1 pole 20A, modular service cover for 35mm DIN reail mounting with black handle, front plate 45X54mm | http://datasheet.lovatoelectric.com/Rotary_cam_switches/ENG/GX2005O48.pdf | Commutatore a camme serie GX, interruttore 1 polo da 20A in esecuzione modulare per montaggio su guida DIN con maniglia nera, mostrina 45X54mm | http://datasheet.lovatoelectric.com/Rotary_cam_switches/ITA/GX2005O48.pdf | Łącznik krzywkowy serii GX, rozłącznik, 1 pole, 20A, wykonanie modułowe do montażu na szynie DIN 35mm, z czarnym pokrętłem i tabliczką 45x54mm | http://datasheet.lovatoelectric.com/Rotary_cam_switches/POL/GX2005O48.pdf | Rotary cam switch GX series, ON-OFF switch 1 pole 20A, modular service cover for 35mm DIN reail mounting with black handle, front plate 45X54mm | http://datasheet.lovatoelectric.com/Rotary_cam_switches/RON/GX2005O48.pdf
GX2005O88 |  |  | Rotary cam switch GX series, ON-OFF switch 1 pole 20A, for rear mounting with red/yellow handle padlockable in 0, door coupling and protection covers, front plate 48X48mm | http://datasheet.lovatoelectric.com/Rotary_cam_switches/ENG/GX2005O88.pdf | Commutatore a camme serie GX, interruttore 1 polo da 20A in esecuzione per montaggio a fondo quadro con maniglia giallo/rossa lucchettabile in 0 con funzione blocco porta e copriterminali, mostrina 48X48mm | http://datasheet.lovatoelectric.com/Rotary_cam_switches/ITA/GX2005O88.pdf | Łącznik krzywkowy serii GX, rozłącznik, 1 pole, 20A, do montażu wewnątrz szafy, z żółto/czerwonym pokrętłem blokowanym w pozycji 0, trzpieniem, osłonami zacisków i tabliczką 48x48mm | http://datasheet.lovatoelectric.com/Rotary_cam_switches/POL/GX2005O88.pdf | Rotary cam switch GX series, ON-OFF switch 1 pole 20A, for rear mounting with red/yellow handle padlockable in 0, door coupling and protection covers, front plate 48X48mm | http://datasheet.lovatoelectric.com/Rotary_cam_switches/RON/GX2005O88.pdf
GX2005P |  |  | Enclosed rotary cam switch 7GX SERIES, ON-OFF switch 1 pole 20A in plastic enclosure 90X90mm with black handle | http://datasheet.lovatoelectric.com/Rotary_cam_switches/ENG/GX2005P.pdf | Commutatore a camme serie GX, interruttore 1 polo da 20A in cassetta plastica 90X90mm con maniglia nera | http://datasheet.lovatoelectric.com/Rotary_cam_switches/ITA/GX2005P.pdf | Łącznik krzywkowy serii 7GX, rozłącznik, 1 pole, 20A, w obudowie 90x90mm i czarnym pokrętłem | http://datasheet.lovatoelectric.com/Rotary_cam_switches/POL/GX2005P.pdf | Enclosed rotary cam switch 7GX SERIES, ON-OFF switch 1 pole 20A in plastic enclosure 90X90mm with black handle | http://datasheet.lovatoelectric.com/Rotary_cam_switches/RON/GX2005P.pdf
GX2005P25 |  |  | Enclosed rotary cam switch GX series, ON-OFF switch 1 pole 20A in plastic enclosure 90X90mm with red/yellow handle | http://datasheet.lovatoelectric.com/Rotary_cam_switches/ENG/GX2005P25.pdf | Commutatore a camme serie GX, interruttore 1 polo da 20A in cassetta plastica 90X90mm con maniglia giallo/rossa | http://datasheet.lovatoelectric.com/Rotary_cam_switches/ITA/GX2005P25.pdf | Łącznik krzywkowy serii GX, rozłącznik, 1 pole, 20A, w obudowie 90x90mm i żółto/czerwonym pokrętłem | http://datasheet.lovatoelectric.com/Rotary_cam_switches/POL/GX2005P25.pdf | Enclosed rotary cam switch GX series, ON-OFF switch 1 pole 20A in plastic enclosure 90X90mm with red/yellow handle | http://datasheet.lovatoelectric.com/Rotary_cam_switches/RON/GX2005P25.pdf
GX2005U |  |  | Rotary cam switch GX series, ON-OFF switch 1 pole 20A, for front mounting with black handle, front plate 48X48mm | http://datasheet.lovatoelectric.com/Rotary_cam_switches/ENG/GX2005U.pdf | Commutatore a camme serie GX, interruttore 1 polo da 20A in esecuzione per montaggio frontale con maniglia nera, mostrina 48X48mm | http://datasheet.lovatoelectric.com/Rotary_cam_switches/ITA/GX2005U.pdf | Łącznik krzywkowy serii GX, rozłącznik, 1 pole, 20A, do montażu tablicowego, z czarnym pokrętłem i tabliczką 48x48mm | http://datasheet.lovatoelectric.com/Rotary_cam_switches/POL/GX2005U.pdf | Rotary cam switch GX series, ON-OFF switch 1 pole 20A, for front mounting with black handle, front plate 48X48mm | http://datasheet.lovatoelectric.com/Rotary_cam_switches/RON/GX2005U.pdf
GX2005U11 |  |  | Rotary cam switch GX series, ON-OFF switch 1 pole 20A, for front mounting with black handle without front plate for hole Ø22mm fixing | http://datasheet.lovatoelectric.com/Rotary_cam_switches/ENG/GX2005U11.pdf | Commutatore a camme serie GX, interruttore 1 polo da 20A in esecuzione per montaggio frontale con maniglia nera senza mostrina con fissaggio foro diametro 22mm | http://datasheet.lovatoelectric.com/Rotary_cam_switches/ITA/GX2005U11.pdf | Łącznik krzywkowy serii GX, rozłącznik, 1 pole, 20A, do montażu tablicowego w otworze 22mm, z czarnym pokrętłem bez tabliczki | http://datasheet.lovatoelectric.com/Rotary_cam_switches/POL/GX2005U11.pdf | Rotary cam switch GX series, ON-OFF switch 1 pole 20A, for front mounting with black handle without front plate for hole Ø22mm fixing | http://datasheet.lovatoelectric.com/Rotary_cam_switches/RON/GX2005U11.pdf
GX2005U12 |  |  | Rotary cam switch GX series, ON-OFF switch 1 pole 20A, for front mounting without front plate with key operation for hole Ø22mm fixing | http://datasheet.lovatoelectric.com/Rotary_cam_switches/ENG/GX2005U12.pdf | Commutatore a camme serie GX, interruttore 1 polo da 20A in esecuzione per montaggio frontale senza mostrina con comando a chiave e fissaggio foro diametro 22mm | http://datasheet.lovatoelectric.com/Rotary_cam_switches/ITA/GX2005U12.pdf | Łącznik krzywkowy serii GX, rozłącznik, 1 pole, 20A, do montażu tablicowego w otworze 22mm, sterowanie kluczem, bez tabliczki | http://datasheet.lovatoelectric.com/Rotary_cam_switches/POL/GX2005U12.pdf | Rotary cam switch GX series, ON-OFF switch 1 pole 20A, for front mounting without front plate with key operation for hole Ø22mm fixing | http://datasheet.lovatoelectric.com/Rotary_cam_switches/RON/GX2005U12.pdf
GX2005U25 |  |  | Rotary cam switch GX series, ON-OFF switch 1 pole 20A, for front mounting with red/yellow handle padlockable in 0 and protection covers, front plate 48X48mm | http://datasheet.lovatoelectric.com/Rotary_cam_switches/ENG/GX2005U25.pdf | Commutatore a camme serie GX, interruttore 1 polo da 20A in esecuzione per montaggio frontale con maniglia giallo/rossa lucchettabile in 0 e copriterminali, mostrina 48X48mm | http://datasheet.lovatoelectric.com/Rotary_cam_switches/ITA/GX2005U25.pdf | Łącznik krzywkowy serii GX, rozłącznik, 1 pole, 20A, do montażu tablicowego, z żółto/czerwonym pokrętłem blokowanym w pozycji 0, osłonami zacisków i tabliczką 48x48mm | http://datasheet.lovatoelectric.com/Rotary_cam_switches/POL/GX2005U25.pdf | Rotary cam switch GX series, ON-OFF switch 1 pole 20A, for front mounting with red/yellow handle padlockable in 0 and protection covers, front plate 48X48mm | http://datasheet.lovatoelectric.com/Rotary_cam_switches/RON/GX2005U25.pdf
GX2005U47 |  |  | Rotary cam switch GX series, ON-OFF switch 1 pole 20A, for snap on front mounting with black handle for hole Ø22mm fixing, front plate 48X48mm | http://datasheet.lovatoelectric.com/Rotary_cam_switches/ENG/GX2005U47.pdf | Commutatore a camme serie GX, interruttore 1 polo da 20A in esecuzione per montaggio frontale con maniglia nera e fissaggio a scatto per foro diametro 22mm, mostrina 48x48mm | http://datasheet.lovatoelectric.com/Rotary_cam_switches/ITA/GX2005U47.pdf | Łącznik krzywkowy serii GX, rozłącznik, 1 pole, 20A, do montażu tablicowego w otworze 22mm z czarnym pokrętłem, montowanym na zatrzask do korpusu i tabliczką 48x48mm | http://datasheet.lovatoelectric.com/Rotary_cam_switches/POL/GX2005U47.pdf | Rotary cam switch GX series, ON-OFF switch 1 pole 20A, for snap on front mounting with black handle for hole Ø22mm fixing, front plate 48X48mm | http://datasheet.lovatoelectric.com/Rotary_cam_switches/RON/GX2005U47.pdf
GX2006O |  |  | Rotary cam switch GX series, ON-OFF switch 2 poles 20A, for rear mounting with black handle, front plate 48X48mm | http://datasheet.lovatoelectric.com/Rotary_cam_switches/ENG/GX2006O.pdf | Commutatore a camme serie GX, interruttore 2 poli da 20A in esecuzione per montaggio a fondo quadro con maniglia nera, mostrina 48X48mm | http://datasheet.lovatoelectric.com/Rotary_cam_switches/ITA/GX2006O.pdf | Łącznik krzywkowy serii GX, rozłącznik, 2 pola, 20A, do montażu wewnątrz szafy z czarnym pokrętłem i tabliczką 48x48mm | http://datasheet.lovatoelectric.com/Rotary_cam_switches/POL/GX2006O.pdf | Rotary cam switch GX series, ON-OFF switch 2 poles 20A, for rear mounting with black handle, front plate 48X48mm | http://datasheet.lovatoelectric.com/Rotary_cam_switches/RON/GX2006O.pdf
GX2006O48 |  |  | Rotary cam switch GX series, ON-OFF switch 2 poles 20A, modular service cover for 35mm DIN reail mounting with black handle, front plate 45X54mm | http://datasheet.lovatoelectric.com/Rotary_cam_switches/ENG/GX2006O48.pdf | Commutatore a camme serie GX, interruttore 2 poli da 20A in esecuzione modulare per montaggio su guida DIN con maniglia nera, mostrina 45X54mm | http://datasheet.lovatoelectric.com/Rotary_cam_switches/ITA/GX2006O48.pdf | Łącznik krzywkowy serii GX, rozłącznik, 2 pola, 20A, wykonanie modułowe do montażu na szynie DIN 35mm, z czarnym pokrętłem i tabliczką 45x54mm | http://datasheet.lovatoelectric.com/Rotary_cam_switches/POL/GX2006O48.pdf | Rotary cam switch GX series, ON-OFF switch 2 poles 20A, modular service cover for 35mm DIN reail mounting with black handle, front plate 45X54mm | http://datasheet.lovatoelectric.com/Rotary_cam_switches/RON/GX2006O48.pdf
GX2006O88 |  |  | Rotary cam switch GX series, ON-OFF switch 2 poles 20A, for rear mounting with red/yellow handle padlockable in 0, door coupling and protection covers, front plate 48X48mm | http://datasheet.lovatoelectric.com/Rotary_cam_switches/ENG/GX2006O88.pdf | Commutatore a camme serie GX, interruttore 2 poli da 20A in esecuzione per montaggio a fondo quadro con maniglia giallo/rossa lucchettabile in 0 con funzione blocco porta e copriterminali, mostrina 48X48mm | http://datasheet.lovatoelectric.com/Rotary_cam_switches/ITA/GX2006O88.pdf | Łącznik krzywkowy serii GX, rozłącznik, 2 pola, 20A, do montażu wewnątrz szafy, z żółto/czerwonym pokrętłem blokowanym w pozycji 0, trzpieniem, osłonami zacisków i tabliczką 48x48mm | http://datasheet.lovatoelectric.com/Rotary_cam_switches/POL/GX2006O88.pdf | Rotary cam switch GX series, ON-OFF switch 2 poles 20A, for rear mounting with red/yellow handle padlockable in 0, door coupling and protection covers, front plate 48X48mm | http://datasheet.lovatoelectric.com/Rotary_cam_switches/RON/GX2006O88.pdf
GX2006P |  |  | Enclosed rotary cam switch 7GX series, ON-OFF switch 2 poles 20A in plastic enclosure 90X90mm with black handle | http://datasheet.lovatoelectric.com/Rotary_cam_switches/ENG/GX2006P.pdf | Commutatore a camme serie GX, interruttore 2 poli da 20A in cassetta plastica 90X90mm con maniglia nera | http://datasheet.lovatoelectric.com/Rotary_cam_switches/ITA/GX2006P.pdf | Łącznik krzywkowy serii 7GX, rozłącznik, 2 pola, 20A, w obudowie 90x90mm i czarnym pokrętłem | http://datasheet.lovatoelectric.com/Rotary_cam_switches/POL/GX2006P.pdf | Enclosed rotary cam switch 7GX series, ON-OFF switch 2 poles 20A in plastic enclosure 90X90mm with black handle | http://datasheet.lovatoelectric.com/Rotary_cam_switches/RON/GX2006P.pdf
GX2006P25 |  |  | Enclosed rotary cam switch GX series, ON-OFF switch 2 poles 20A in plastic enclosure 90X90mm with red/yellow handle | http://datasheet.lovatoelectric.com/Rotary_cam_switches/ENG/GX2006P25.pdf | Commutatore a camme serie GX, interruttore 2 poli da 20A in cassetta plastica 90X90mm con maniglia giallo/rossa | http://datasheet.lovatoelectric.com/Rotary_cam_switches/ITA/GX2006P25.pdf | Łącznik krzywkowy serii GX, rozłącznik, 2 pola, 20A, w obudowie 90x90mm i żółto/czerwonym pokrętłem | http://datasheet.lovatoelectric.com/Rotary_cam_switches/POL/GX2006P25.pdf | Enclosed rotary cam switch GX series, ON-OFF switch 2 poles 20A in plastic enclosure 90X90mm with red/yellow handle | http://datasheet.lovatoelectric.com/Rotary_cam_switches/RON/GX2006P25.pdf
GX2006U |  |  | Rotary cam switch GX series, ON-OFF switch 2 poles 20A, for front mounting with black handle, front plate 48X48mm | http://datasheet.lovatoelectric.com/Rotary_cam_switches/ENG/GX2006U.pdf | Commutatore a camme serie GX, interruttore 2 poli da 20A in esecuzione per montaggio frontale con maniglia nera, mostrina 48X48mm | http://datasheet.lovatoelectric.com/Rotary_cam_switches/ITA/GX2006U.pdf | Łącznik krzywkowy serii GX, rozłącznik, 2 pola, 20A, do montażu tablicowego, z czarnym pokrętłem i tabliczką 48x48mm | http://datasheet.lovatoelectric.com/Rotary_cam_switches/POL/GX2006U.pdf | Rotary cam switch GX series, ON-OFF switch 2 poles 20A, for front mounting with black handle, front plate 48X48mm | http://datasheet.lovatoelectric.com/Rotary_cam_switches/RON/GX2006U.pdf
GX2006U11 |  |  | Rotary cam switch GX series, ON-OFF switch 2 poles 20A, for front mounting with black handle without front plate for hole Ø22mm fixing | http://datasheet.lovatoelectric.com/Rotary_cam_switches/ENG/GX2006U11.pdf | Commutatore a camme serie GX, interruttore 2 poli da 20A in esecuzione per montaggio frontale con maniglia nera senza mostrina con fissaggio foro diametro 22mm | http://datasheet.lovatoelectric.com/Rotary_cam_switches/ITA/GX2006U11.pdf | Łącznik krzywkowy serii GX, rozłącznik, 2 pola, 20A, do montażu tablicowego w otworze 22mm, z czarnym pokrętłem bez tabliczki | http://datasheet.lovatoelectric.com/Rotary_cam_switches/POL/GX2006U11.pdf | Rotary cam switch GX series, ON-OFF switch 2 poles 20A, for front mounting with black handle without front plate for hole Ø22mm fixing | http://datasheet.lovatoelectric.com/Rotary_cam_switches/RON/GX2006U11.pdf
GX2006U12 |  |  | Rotary cam switch GX series, ON-OFF switch 2 poles 20A, for front mounting without front plate with key operation for hole Ø22mm fixing | http://datasheet.lovatoelectric.com/Rotary_cam_switches/ENG/GX2006U12.pdf | Commutatore a camme serie GX, interruttore 2 poli da 20A in esecuzione per montaggio frontale senza mostrina con comando a chiave e fissaggio foro diametro 22mm | http://datasheet.lovatoelectric.com/Rotary_cam_switches/ITA/GX2006U12.pdf | Łącznik krzywkowy serii GX, rozłącznik, 2 pola, 20A, do montażu tablicowego w otworze 22mm, sterowanie kluczem, bez tabliczki | http://datasheet.lovatoelectric.com/Rotary_cam_switches/POL/GX2006U12.pdf | Rotary cam switch GX series, ON-OFF switch 2 poles 20A, for front mounting without front plate with key operation for hole Ø22mm fixing | http://datasheet.lovatoelectric.com/Rotary_cam_switches/RON/GX2006U12.pdf
GX2006U25 |  |  | Rotary cam switch GX series, ON-OFF switch 2 poles 20A, for front mounting with red/yellow handle padlockable in 0 and protection covers, front plate 48X48mm | http://datasheet.lovatoelectric.com/Rotary_cam_switches/ENG/GX2006U25.pdf | Commutatore a camme serie GX, interruttore 2 poli da 20A in esecuzione per montaggio frontale con maniglia giallo/rossa lucchettabile in 0 e copriterminali, mostrina 48X48mm | http://datasheet.lovatoelectric.com/Rotary_cam_switches/ITA/GX2006U25.pdf | Łącznik krzywkowy serii GX, rozłącznik, 2 pola, 20A, do montażu tablicowego, z żółto/czerwonym pokrętłem blokowanym w pozycji 0, osłonami zacisków i tabliczką 48x48mm | http://datasheet.lovatoelectric.com/Rotary_cam_switches/POL/GX2006U25.pdf | Rotary cam switch GX series, ON-OFF switch 2 poles 20A, for front mounting with red/yellow handle padlockable in 0 and protection covers, front plate 48X48mm | http://datasheet.lovatoelectric.com/Rotary_cam_switches/RON/GX2006U25.pdf
GX2006U47 |  |  | Rotary cam switch GX series, ON-OFF switch 2 poles 20A, for snap on front mounting with black handle for hole Ø22mm fixing, front plate 48X48mm | http://datasheet.lovatoelectric.com/Rotary_cam_switches/ENG/GX2006U47.pdf | Commutatore a camme serie GX, interruttore 2 poli da 20A in esecuzione per montaggio frontale con maniglia nera e fissaggio a scatto per foro diametro 22mm, mostrina 48x48mm | http://datasheet.lovatoelectric.com/Rotary_cam_switches/ITA/GX2006U47.pdf | Łącznik krzywkowy serii GX, rozłącznik, 2 pola, 20A, do montażu tablicowego w otworze 22mm z czarnym pokrętłem, montowanym na zatrzask do korpusu i tabliczką 48x48mm | http://datasheet.lovatoelectric.com/Rotary_cam_switches/POL/GX2006U47.pdf | Rotary cam switch GX series, ON-OFF switch 2 poles 20A, for snap on front mounting with black handle for hole Ø22mm fixing, front plate 48X48mm | http://datasheet.lovatoelectric.com/Rotary_cam_switches/RON/GX2006U47.pdf
GX2007O |  |  | Rotary cam switch GX series, ON-OFF switch 3 poles 20A, for rear mounting with black handle, front plate 48X48mm | http://datasheet.lovatoelectric.com/Rotary_cam_switches/ENG/GX2007O.pdf | Commutatore a camme serie GX, interruttore 3 poli da 20A in esecuzione per montaggio a fondo quadro con maniglia nera, mostrina 48X48mm | http://datasheet.lovatoelectric.com/Rotary_cam_switches/ITA/GX2007O.pdf | Łącznik krzywkowy serii GX, rozłącznik, 3 pola, 20A, do montażu wewnątrz szafy z czarnym pokrętłem i tabliczką 48x48mm | http://datasheet.lovatoelectric.com/Rotary_cam_switches/POL/GX2007O.pdf | Rotary cam switch GX series, ON-OFF switch 3 poles 20A, for rear mounting with black handle, front plate 48X48mm | http://datasheet.lovatoelectric.com/Rotary_cam_switches/RON/GX2007O.pdf
GX2007O48 |  |  | Rotary cam switch GX series, ON-OFF switch 3 poles 20A, modular service cover for 35mm DIN reail mounting with black handle, front plate 45X54mm | http://datasheet.lovatoelectric.com/Rotary_cam_switches/ENG/GX2007O48.pdf | Commutatore a camme serie GX, interruttore 3 poli da 20A in esecuzione modulare per montaggio su guida DIN con maniglia nera, mostrina 45X54mm | http://datasheet.lovatoelectric.com/Rotary_cam_switches/ITA/GX2007O48.pdf | Łącznik krzywkowy serii GX, rozłącznik, 3 pola, 20A, wykonanie modułowe do montażu na szynie DIN 35mm, z czarnym pokrętłem i tabliczką 45x54mm | http://datasheet.lovatoelectric.com/Rotary_cam_switches/POL/GX2007O48.pdf | Rotary cam switch GX series, ON-OFF switch 3 poles 20A, modular service cover for 35mm DIN reail mounting with black handle, front plate 45X54mm | http://datasheet.lovatoelectric.com/Rotary_cam_switches/RON/GX2007O48.pdf
GX2007O88 |  |  | Rotary cam switch GX series, ON-OFF switch 3 poles 20A, for rear mounting with red/yellow handle padlockable in 0, door coupling and protection covers, front plate 48X48mm | http://datasheet.lovatoelectric.com/Rotary_cam_switches/ENG/GX2007O88.pdf | Commutatore a camme serie GX, interruttore 3 poli da 20A in esecuzione per montaggio a fondo quadro con maniglia giallo/rossa lucchettabile in 0 con funzione blocco porta e copriterminali, mostrina 48X48mm | http://datasheet.lovatoelectric.com/Rotary_cam_switches/ITA/GX2007O88.pdf | Łącznik krzywkowy serii GX, rozłącznik, 3 pola, 20A, do montażu wewnątrz szafy, z żółto/czerwonym pokrętłem blokowanym w pozycji 0, trzpieniem, osłonami zacisków i tabliczką 48x48mm | http://datasheet.lovatoelectric.com/Rotary_cam_switches/POL/GX2007O88.pdf | Rotary cam switch GX series, ON-OFF switch 3 poles 20A, for rear mounting with red/yellow handle padlockable in 0, door coupling and protection covers, front plate 48X48mm | http://datasheet.lovatoelectric.com/Rotary_cam_switches/RON/GX2007O88.pdf
GX2007P |  |  | Enclosed rotary cam switch GX series, ON-OFF switch 3 poles 20A in plastic enclosure 90X90mm with black handle | http://datasheet.lovatoelectric.com/Rotary_cam_switches/ENG/GX2007P.pdf | Commutatore a camme serie GX, interruttore 3 poli da 20A in cassetta plastica 90X90mm con maniglia nera | http://datasheet.lovatoelectric.com/Rotary_cam_switches/ITA/GX2007P.pdf | Łącznik krzywkowy serii GX, rozłącznik, 3 pola, 20A, w obudowie 90x90mm i czarnym pokrętłem | http://datasheet.lovatoelectric.com/Rotary_cam_switches/POL/GX2007P.pdf | Enclosed rotary cam switch GX series, ON-OFF switch 3 poles 20A in plastic enclosure 90X90mm with black handle | http://datasheet.lovatoelectric.com/Rotary_cam_switches/RON/GX2007P.pdf
GX2007P25 |  |  | Enclosed rotary cam switch GX series, ON-OFF switch 3 poles 20A in plastic enclosure 90X90mm with red/yellow handle | http://datasheet.lovatoelectric.com/Rotary_cam_switches/ENG/GX2007P25.pdf | Commutatore a camme serie GX, interruttore 3 poli da 20A in cassetta plastica 90X90mm con maniglia giallo/rossa | http://datasheet.lovatoelectric.com/Rotary_cam_switches/ITA/GX2007P25.pdf | Łącznik krzywkowy serii GX, rozłącznik, 3 pola, 20A, w obudowie 90x90mm i żółto/czerwonym pokrętłem | http://datasheet.lovatoelectric.com/Rotary_cam_switches/POL/GX2007P25.pdf | Enclosed rotary cam switch GX series, ON-OFF switch 3 poles 20A in plastic enclosure 90X90mm with red/yellow handle | http://datasheet.lovatoelectric.com/Rotary_cam_switches/RON/GX2007P25.pdf
GX2007U |  |  | Rotary cam switch GX series, ON-OFF switch 3 poles 20A, for front mounting with black handle, front plate 48X48mm | http://datasheet.lovatoelectric.com/Rotary_cam_switches/ENG/GX2007U.pdf | Commutatore a camme serie GX, interruttore 3 poli da 20A in esecuzione per montaggio frontale con maniglia nera, mostrina 48X48mm | http://datasheet.lovatoelectric.com/Rotary_cam_switches/ITA/GX2007U.pdf | Łącznik krzywkowy serii GX, rozłącznik, 3 pola, 20A, do montażu tablicowego, z czarnym pokrętłem i tabliczką 48x48mm | http://datasheet.lovatoelectric.com/Rotary_cam_switches/POL/GX2007U.pdf | Rotary cam switch GX series, ON-OFF switch 3 poles 20A, for front mounting with black handle, front plate 48X48mm | http://datasheet.lovatoelectric.com/Rotary_cam_switches/RON/GX2007U.pdf
GX2007U11 |  |  | Rotary cam switch GX series, ON-OFF switch 3 poles 20A, for front mounting with black handle without front plate for hole Ø22mm fixing | http://datasheet.lovatoelectric.com/Rotary_cam_switches/ENG/GX2007U11.pdf | Commutatore a camme serie GX, interruttore 3 poli da 20A in esecuzione per montaggio frontale con maniglia nera senza mostrina con fissaggio foro diametro 22mm | http://datasheet.lovatoelectric.com/Rotary_cam_switches/ITA/GX2007U11.pdf | Łącznik krzywkowy serii GX, rozłącznik, 3 pola, 20A, do montażu tablicowego w otworze 22mm, z czarnym pokrętłem bez tabliczki | http://datasheet.lovatoelectric.com/Rotary_cam_switches/POL/GX2007U11.pdf | Rotary cam switch GX series, ON-OFF switch 3 poles 20A, for front mounting with black handle without front plate for hole Ø22mm fixing | http://datasheet.lovatoelectric.com/Rotary_cam_switches/RON/GX2007U11.pdf
GX2007U12 |  |  | Rotary cam switch GX series, ON-OFF switch 3 poles 20A, for front mounting without front plate with key operation for hole Ø22mm fixing | http://datasheet.lovatoelectric.com/Rotary_cam_switches/ENG/GX2007U12.pdf | Commutatore a camme serie GX, interruttore 3 poli da 20A in esecuzione per montaggio frontale senza mostrina con comando a chiave e fissaggio foro diametro 22mm | http://datasheet.lovatoelectric.com/Rotary_cam_switches/ITA/GX2007U12.pdf | Łącznik krzywkowy serii GX, rozłącznik, 3 pola, 20A, do montażu tablicowego w otworze 22mm, sterowanie kluczem, bez tabliczki | http://datasheet.lovatoelectric.com/Rotary_cam_switches/POL/GX2007U12.pdf | Rotary cam switch GX series, ON-OFF switch 3 poles 20A, for front mounting without front plate with key operation for hole Ø22mm fixing | http://datasheet.lovatoelectric.com/Rotary_cam_switches/RON/GX2007U12.pdf
GX2007U25 |  |  | Rotary cam switch GX series, ON-OFF switch 3 poles 20A, for front mounting with red/yellow handle padlockable in 0 and protection covers, front plate 48X48mm | http://datasheet.lovatoelectric.com/Rotary_cam_switches/ENG/GX2007U25.pdf | Commutatore a camme serie GX, interruttore 3 poli da 20A in esecuzione per montaggio frontale con maniglia giallo/rossa lucchettabile in 0 e copriterminali, mostrina 48X48mm | http://datasheet.lovatoelectric.com/Rotary_cam_switches/ITA/GX2007U25.pdf | Łącznik krzywkowy serii GX, rozłącznik, 3 pola, 20A, do montażu tablicowego, z żółto/czerwonym pokrętłem blokowanym w pozycji 0, osłonami zacisków i tabliczką 48x48mm | http://datasheet.lovatoelectric.com/Rotary_cam_switches/POL/GX2007U25.pdf | Rotary cam switch GX series, ON-OFF switch 3 poles 20A, for front mounting with red/yellow handle padlockable in 0 and protection covers, front plate 48X48mm | http://datasheet.lovatoelectric.com/Rotary_cam_switches/RON/GX2007U25.pdf
GX2007U47 |  |  | Rotary cam switch GX series, ON-OFF switch 3 poles 20A, for snap on front mounting with black handle for hole Ø22mm fixing, front plate 48X48mm | http://datasheet.lovatoelectric.com/Rotary_cam_switches/ENG/GX2007U47.pdf | Commutatore a camme serie GX, interruttore 3 poli da 20A in esecuzione per montaggio frontale con maniglia nera e fissaggio a scatto per foro diametro 22mm, mostrina 48x48mm | http://datasheet.lovatoelectric.com/Rotary_cam_switches/ITA/GX2007U47.pdf | Łącznik krzywkowy serii GX, rozłącznik, 3 pola, 20A, do montażu tablicowego w otworze 22mm z czarnym pokrętłem, montowanym na zatrzask do korpusu i tabliczką 48x48mm | http://datasheet.lovatoelectric.com/Rotary_cam_switches/POL/GX2007U47.pdf | Rotary cam switch GX series, ON-OFF switch 3 poles 20A, for snap on front mounting with black handle for hole Ø22mm fixing, front plate 48X48mm | http://datasheet.lovatoelectric.com/Rotary_cam_switches/RON/GX2007U47.pdf
GX2008O |  |  | Rotary cam switch GX series, ON-OFF switch 4 poles 20A, for rear mounting with black handle, front plate 48X48mm | http://datasheet.lovatoelectric.com/Rotary_cam_switches/ENG/GX2008O.pdf | Commutatore a camme serie GX, interruttore 4 poli da 20A in esecuzione per montaggio a fondo quadro con maniglia nera, mostrina 48X48mm | http://datasheet.lovatoelectric.com/Rotary_cam_switches/ITA/GX2008O.pdf | Łącznik krzywkowy serii GX, rozłącznik, 4 pola, 20A, do montażu wewnątrz szafy z czarnym pokrętłem i tabliczką 48x48mm | http://datasheet.lovatoelectric.com/Rotary_cam_switches/POL/GX2008O.pdf | Rotary cam switch GX series, ON-OFF switch 4 poles 20A, for rear mounting with black handle, front plate 48X48mm | http://datasheet.lovatoelectric.com/Rotary_cam_switches/RON/GX2008O.pdf
GX2008O48 |  |  | Rotary cam switch GX series, ON-OFF switch 4 poles 20A, modular service cover for 35mm DIN reail mounting with black handle, front plate 45X54mm | http://datasheet.lovatoelectric.com/Rotary_cam_switches/ENG/GX2008O48.pdf | Commutatore a camme serie GX, interruttore 4 poli da 20A in esecuzione modulare per montaggio su guida DIN con maniglia nera, mostrina 45X54mm | http://datasheet.lovatoelectric.com/Rotary_cam_switches/ITA/GX2008O48.pdf | Łącznik krzywkowy serii GX, rozłącznik, 4 pola, 20A, wykonanie modułowe do montażu na szynie DIN 35mm, z czarnym pokrętłem i tabliczką 45x54mm | http://datasheet.lovatoelectric.com/Rotary_cam_switches/POL/GX2008O48.pdf | Rotary cam switch GX series, ON-OFF switch 4 poles 20A, modular service cover for 35mm DIN reail mounting with black handle, front plate 45X54mm | http://datasheet.lovatoelectric.com/Rotary_cam_switches/RON/GX2008O48.pdf
GX2008O88 |  |  | Rotary cam switch GX series, ON-OFF switch 4 poles 20A, for rear mounting with red/yellow handle padlockable in 0, door coupling and protection covers, front plate 48X48mm | http://datasheet.lovatoelectric.com/Rotary_cam_switches/ENG/GX2008O88.pdf | Commutatore a camme serie GX, interruttore 4 poli da 20A in esecuzione per montaggio a fondo quadro con maniglia giallo/rossa lucchettabile in 0 con funzione blocco porta e copriterminali, mostrina 48X48mm | http://datasheet.lovatoelectric.com/Rotary_cam_switches/ITA/GX2008O88.pdf | Łącznik krzywkowy serii GX, rozłącznik, 4 pola, 20A, do montażu wewnątrz szafy, z żółto/czerwonym pokrętłem blokowanym w pozycji 0, trzpieniem, osłonami zacisków i tabliczką 48x48mm | http://datasheet.lovatoelectric.com/Rotary_cam_switches/POL/GX2008O88.pdf | Rotary cam switch GX series, ON-OFF switch 4 poles 20A, for rear mounting with red/yellow handle padlockable in 0, door coupling and protection covers, front plate 48X48mm | http://datasheet.lovatoelectric.com/Rotary_cam_switches/RON/GX2008O88.pdf
GX2008P |  |  | Enclosed rotary cam switch GX series, ON-OFF switch 4 poles 20A in plastic enclosure 90X90mm with black handle | http://datasheet.lovatoelectric.com/Rotary_cam_switches/ENG/GX2008P.pdf | Commutatore a camme serie GX, interruttore 4 poli da 20A in cassetta plastica 90X90mm con maniglia nera | http://datasheet.lovatoelectric.com/Rotary_cam_switches/ITA/GX2008P.pdf | Łącznik krzywkowy serii GX, rozłącznik, 4 pola, 20A, w obudowie 90x90mm i czarnym pokrętłem | http://datasheet.lovatoelectric.com/Rotary_cam_switches/POL/GX2008P.pdf | Enclosed rotary cam switch GX series, ON-OFF switch 4 poles 20A in plastic enclosure 90X90mm with black handle | http://datasheet.lovatoelectric.com/Rotary_cam_switches/RON/GX2008P.pdf
GX2008P25 |  |  | Enclosed rotary cam switch GX series, ON-OFF switch 4 poles 20A in plastic enclosure 90X90mm with red/yellow handle | http://datasheet.lovatoelectric.com/Rotary_cam_switches/ENG/GX2008P25.pdf | Commutatore a camme serie GX, interruttore 4 poli da 20A in cassetta plastica 90X90mm con maniglia giallo/rossa | http://datasheet.lovatoelectric.com/Rotary_cam_switches/ITA/GX2008P25.pdf | Łącznik krzywkowy serii GX, rozłącznik, 4 pola, 20A, w obudowie 90x90mm i żółto/czerwonym pokrętłem | http://datasheet.lovatoelectric.com/Rotary_cam_switches/POL/GX2008P25.pdf | Enclosed rotary cam switch GX series, ON-OFF switch 4 poles 20A in plastic enclosure 90X90mm with red/yellow handle | http://datasheet.lovatoelectric.com/Rotary_cam_switches/RON/GX2008P25.pdf
GX2008U |  |  | Rotary cam switch GX series, ON-OFF switch 4 poles 20A, for front mounting with black handle, front plate 48X48mm | http://datasheet.lovatoelectric.com/Rotary_cam_switches/ENG/GX2008U.pdf | Commutatore a camme serie GX, interruttore 4 poli da 20A in esecuzione per montaggio frontale con maniglia nera, mostrina 48X48mm | http://datasheet.lovatoelectric.com/Rotary_cam_switches/ITA/GX2008U.pdf | Łącznik krzywkowy serii GX, rozłącznik, 4 pola, 20A, do montażu tablicowego, z czarnym pokrętłem i tabliczką 48x48mm | http://datasheet.lovatoelectric.com/Rotary_cam_switches/POL/GX2008U.pdf | Rotary cam switch GX series, ON-OFF switch 4 poles 20A, for front mounting with black handle, front plate 48X48mm | http://datasheet.lovatoelectric.com/Rotary_cam_switches/RON/GX2008U.pdf
GX2008U11 |  |  | Rotary cam switch GX series, ON-OFF switch 4 poles 20A, for front mounting with black handle without front plate for hole Ø22mm fixing | http://datasheet.lovatoelectric.com/Rotary_cam_switches/ENG/GX2008U11.pdf | Commutatore a camme serie GX, interruttore 4 poli da 20A in esecuzione per montaggio frontale con maniglia nera senza mostrina con fissaggio foro diametro 22mm | http://datasheet.lovatoelectric.com/Rotary_cam_switches/ITA/GX2008U11.pdf | Łącznik krzywkowy serii GX, rozłącznik, 4 pola, 20A, do montażu tablicowego w otworze 22mm, z czarnym pokrętłem bez tabliczki | http://datasheet.lovatoelectric.com/Rotary_cam_switches/POL/GX2008U11.pdf | Rotary cam switch GX series, ON-OFF switch 4 poles 20A, for front mounting with black handle without front plate for hole Ø22mm fixing | http://datasheet.lovatoelectric.com/Rotary_cam_switches/RON/GX2008U11.pdf
GX2008U12 |  |  | Rotary cam switch GX series, ON-OFF switch 4 poles 20A, for front mounting without front plate with key operation for hole Ø22mm fixing | http://datasheet.lovatoelectric.com/Rotary_cam_switches/ENG/GX2008U12.pdf | Commutatore a camme serie GX, interruttore 4 poli da 20A in esecuzione per montaggio frontale senza mostrina con comando a chiave e fissaggio foro diametro 22mm | http://datasheet.lovatoelectric.com/Rotary_cam_switches/ITA/GX2008U12.pdf | Łącznik krzywkowy serii GX, rozłącznik, 4 pola, 20A, do montażu tablicowego w otworze 22mm, sterowanie kluczem, bez tabliczki | http://datasheet.lovatoelectric.com/Rotary_cam_switches/POL/GX2008U12.pdf | Rotary cam switch GX series, ON-OFF switch 4 poles 20A, for front mounting without front plate with key operation for hole Ø22mm fixing | http://datasheet.lovatoelectric.com/Rotary_cam_switches/RON/GX2008U12.pdf
GX2008U25 |  |  | Rotary cam switch GX series, ON-OFF switch 4 poles 20A, for front mounting with red/yellow handle padlockable in 0 and protection covers, front plate 48X48mm | http://datasheet.lovatoelectric.com/Rotary_cam_switches/ENG/GX2008U25.pdf | Commutatore a camme serie GX, interruttore 4 poli da 20A in esecuzione per montaggio frontale con maniglia giallo/rossa lucchettabile in 0 e copriterminali, mostrina 48X48mm | http://datasheet.lovatoelectric.com/Rotary_cam_switches/ITA/GX2008U25.pdf | Łącznik krzywkowy serii GX, rozłącznik, 4 pola, 20A, do montażu tablicowego, z żółto/czerwonym pokrętłem blokowanym w pozycji 0, osłonami zacisków i tabliczką 48x48mm | http://datasheet.lovatoelectric.com/Rotary_cam_switches/POL/GX2008U25.pdf | Rotary cam switch GX series, ON-OFF switch 4 poles 20A, for front mounting with red/yellow handle padlockable in 0 and protection covers, front plate 48X48mm | http://datasheet.lovatoelectric.com/Rotary_cam_switches/RON/GX2008U25.pdf
GX2008U47 |  |  | Rotary cam switch GX series, ON-OFF switch 4 poles 20A, for snap on front mounting with black handle for hole Ø22mm fixing, front plate 48X48mm | http://datasheet.lovatoelectric.com/Rotary_cam_switches/ENG/GX2008U47.pdf | Commutatore a camme serie GX, interruttore 4 poli da 20A in esecuzione per montaggio frontale con maniglia nera e fissaggio a scatto per foro diametro 22mm, mostrina 48x48mm | http://datasheet.lovatoelectric.com/Rotary_cam_switches/ITA/GX2008U47.pdf | Łącznik krzywkowy serii GX, rozłącznik, 4 pola, 20A, do montażu tablicowego w otworze 22mm z czarnym pokrętłem, montowanym na zatrzask do korpusu i tabliczką 48x48mm | http://datasheet.lovatoelectric.com/Rotary_cam_switches/POL/GX2008U47.pdf | Rotary cam switch GX series, ON-OFF switch 4 poles 20A, for snap on front mounting with black handle for hole Ø22mm fixing, front plate 48X48mm | http://datasheet.lovatoelectric.com/Rotary_cam_switches/RON/GX2008U47.pdf
GX20107O |  |  | Rotary cam switch GX series, multi-step 0-1-2, 1 pole 20A, for rear mounting with black handle, front plate 48X48mm | http://datasheet.lovatoelectric.com/Rotary_cam_switches/ENG/GX20107O.pdf | Commutatore a camme serie GX, multivia 0-1-2 1 polo da 20A in esecuzione per montaggio a fondo quadro con maniglia nera, mostrina 48X48mm | http://datasheet.lovatoelectric.com/Rotary_cam_switches/ITA/GX20107O.pdf | Łącznik krzywkowy serii GX, wielopozycyjny 0-1-2, 1 pole, 20A, do montażu wewnątrz szafy z czarnym pokrętłem i tabliczką 48x48mm | http://datasheet.lovatoelectric.com/Rotary_cam_switches/POL/GX20107O.pdf | Rotary cam switch GX series, multi-step 0-1-2, 1 pole 20A, for rear mounting with black handle, front plate 48X48mm | http://datasheet.lovatoelectric.com/Rotary_cam_switches/RON/GX20107O.pdf
GX20107O48 |  |  | Rotary cam switch GX series, multi-step 0-1-2, 1 pole 20A, modular service cover for 35mm DIN reail mounting with black handle, front plate 45X54mm | http://datasheet.lovatoelectric.com/Rotary_cam_switches/ENG/GX20107O48.pdf | Commutatore a camme serie GX, multivia 0-1-2 1 polo da 20A in esecuzione modulare per montaggio su guida DIN con maniglia nera, mostrina 45X54mm | http://datasheet.lovatoelectric.com/Rotary_cam_switches/ITA/GX20107O48.pdf | Łącznik krzywkowy serii GX, wielopozycyjny 0-1-2, 1 pole, 20A, wykonanie modułowe do montażu na szynie DIN 35mm, z czarnym pokrętłem i tabliczką 45x54mm | http://datasheet.lovatoelectric.com/Rotary_cam_switches/POL/GX20107O48.pdf | Rotary cam switch GX series, multi-step 0-1-2, 1 pole 20A, modular service cover for 35mm DIN reail mounting with black handle, front plate 45X54mm | http://datasheet.lovatoelectric.com/Rotary_cam_switches/RON/GX20107O48.pdf
GX20107P |  |  | Enclosed rotary cam switch GX series, multi-step 0-1-2, 1 pole 20A in plastic enclosure 90X90mm with black handle | http://datasheet.lovatoelectric.com/Rotary_cam_switches/ENG/GX20107P.pdf | Commutatore a camme serie GX, multivia 0-1-2 1 polo da 20A in cassetta plastica 90X90mm con maniglia nera | http://datasheet.lovatoelectric.com/Rotary_cam_switches/ITA/GX20107P.pdf | Łącznik krzywkowy serii GX, wielopozycyjny 0-1-2, 1 pole, 20A, w obudowie 90x90mm i czarnym pokrętłem | http://datasheet.lovatoelectric.com/Rotary_cam_switches/POL/GX20107P.pdf | Enclosed rotary cam switch GX series, multi-step 0-1-2, 1 pole 20A in plastic enclosure 90X90mm with black handle | http://datasheet.lovatoelectric.com/Rotary_cam_switches/RON/GX20107P.pdf
GX20107U |  |  | Rotary cam switch GX series, multi-step 0-1-2, 1 pole 20A, for front mounting with black handle, front plate 48X48mm | http://datasheet.lovatoelectric.com/Rotary_cam_switches/ENG/GX20107U.pdf | Commutatore a camme serie GX, multivia 0-1-2 1 polo da 20A in esecuzione per montaggio frontale con maniglia nera, mostrina 48X48mm | http://datasheet.lovatoelectric.com/Rotary_cam_switches/ITA/GX20107U.pdf | Łącznik krzywkowy serii GX, wielopozycyjny 0-1-2, 1 pole, 20A, do montażu tablicowego, z czarnym pokrętłem i tabliczką 48x48mm | http://datasheet.lovatoelectric.com/Rotary_cam_switches/POL/GX20107U.pdf | Rotary cam switch GX series, multi-step 0-1-2, 1 pole 20A, for front mounting with black handle, front plate 48X48mm | http://datasheet.lovatoelectric.com/Rotary_cam_switches/RON/GX20107U.pdf
GX20107U47 |  |  | Rotary cam switch GX series, multi-step 0-1-2, 1 pole 20A, for snap on front mounting with black handle for hole Ø22mm fixing, front plate 48X48mm | http://datasheet.lovatoelectric.com/Rotary_cam_switches/ENG/GX20107U47.pdf | Commutatore a camme serie GX, multivia 0-1-2 1 polo da 20A in esecuzione per montaggio frontale con maniglia nera e fissaggio a scatto per foro diametro 22mm, mostrina 48X48mm | http://datasheet.lovatoelectric.com/Rotary_cam_switches/ITA/GX20107U47.pdf | Łącznik krzywkowy serii GX, wielopozycyjny 0-1-2, 1 pole, 20A, do montażu tablicowego w otworze 22mm z czarnym pokrętłem, montowanym na zatrzask do korpusu i tabliczką 48x48mm | http://datasheet.lovatoelectric.com/Rotary_cam_switches/POL/GX20107U47.pdf | Rotary cam switch GX series, multi-step 0-1-2, 1 pole 20A, for snap on front mounting with black handle for hole Ø22mm fixing, front plate 48X48mm | http://datasheet.lovatoelectric.com/Rotary_cam_switches/RON/GX20107U47.pdf
GX20108O |  |  | Rotary cam switch GX series, multi-step 0-1-2-3, 1 pole 20A, for rear mounting with black handle, front plate 48X48mm | http://datasheet.lovatoelectric.com/Rotary_cam_switches/ENG/GX20108O.pdf | Commutatore a camme serie GX, multivia 0-1-2-3 1 polo da 20A in esecuzione per montaggio a fondo quadro con maniglia nera, mostrina 48X48mm | http://datasheet.lovatoelectric.com/Rotary_cam_switches/ITA/GX20108O.pdf | Łącznik krzywkowy serii GX, wielopozycyjny 0-1-2-3, 1 pole, 20A, do montażu wewnątrz szafy z czarnym pokrętłem i tabliczką 48x48mm | http://datasheet.lovatoelectric.com/Rotary_cam_switches/POL/GX20108O.pdf | Rotary cam switch GX series, multi-step 0-1-2-3, 1 pole 20A, for rear mounting with black handle, front plate 48X48mm | http://datasheet.lovatoelectric.com/Rotary_cam_switches/RON/GX20108O.pdf
GX20108O48 |  |  | Rotary cam switch GX series, multi-step 0-1-2-3, 1 pole 20A, modular service cover for 35mm DIN reail mounting with black handle, front plate 45X54mm | http://datasheet.lovatoelectric.com/Rotary_cam_switches/ENG/GX20108O48.pdf | Commutatore a camme serie GX, multivia 0-1-2-3 1 polo da 20A in esecuzione modulare per montaggio su guida DIN con maniglia nera, mostrina 45X54mm | http://datasheet.lovatoelectric.com/Rotary_cam_switches/ITA/GX20108O48.pdf | Łącznik krzywkowy serii GX, wielopozycyjny 0-1-2-3, 1 pole, 20A, wykonanie modułowe do montażu na szynie DIN 35mm, z czarnym pokrętłem i tabliczką 45x54mm | http://datasheet.lovatoelectric.com/Rotary_cam_switches/POL/GX20108O48.pdf | Rotary cam switch GX series, multi-step 0-1-2-3, 1 pole 20A, modular service cover for 35mm DIN reail mounting with black handle, front plate 45X54mm | http://datasheet.lovatoelectric.com/Rotary_cam_switches/RON/GX20108O48.pdf
GX20108P |  |  | Enclosed rotary cam switch GX series, multi-step 0-1-2-3, 1 pole 20A in plastic enclosure 90X90mm with black handle | http://datasheet.lovatoelectric.com/Rotary_cam_switches/ENG/GX20108P.pdf | Commutatore a camme serie GX, multivia 0-1-2-3 1 polo da 20A in cassetta plastica 90X90mm con maniglia nera | http://datasheet.lovatoelectric.com/Rotary_cam_switches/ITA/GX20108P.pdf | Łącznik krzywkowy serii GX, wielopozycyjny 0-1-2-3, 1 pole, 20A, w obudowie 90x90mm i czarnym pokrętłem | http://datasheet.lovatoelectric.com/Rotary_cam_switches/POL/GX20108P.pdf | Enclosed rotary cam switch GX series, multi-step 0-1-2-3, 1 pole 20A in plastic enclosure 90X90mm with black handle | http://datasheet.lovatoelectric.com/Rotary_cam_switches/RON/GX20108P.pdf
GX20108U |  |  | Rotary cam switch GX series, multi-step 0-1-2-3, 1 pole 20A, for front mounting with black handle, front plate 48X48mm | http://datasheet.lovatoelectric.com/Rotary_cam_switches/ENG/GX20108U.pdf | Commutatore a camme serie GX, multivia 0-1-2-3 1 polo da 20A in esecuzione per montaggio frontale con maniglia nera, mostrina 48X48mm | http://datasheet.lovatoelectric.com/Rotary_cam_switches/ITA/GX20108U.pdf | Łącznik krzywkowy serii GX, wielopozycyjny 0-1-2-3, 1 pole, 20A, do montażu tablicowego, z czarnym pokrętłem i tabliczką 48x48mm | http://datasheet.lovatoelectric.com/Rotary_cam_switches/POL/GX20108U.pdf | Rotary cam switch GX series, multi-step 0-1-2-3, 1 pole 20A, for front mounting with black handle, front plate 48X48mm | http://datasheet.lovatoelectric.com/Rotary_cam_switches/RON/GX20108U.pdf
GX20108U47 |  |  | Rotary cam switch GX series, multi-step 0-1-2-3, 1 pole 20A, for snap on front mounting with black handle for hole Ø22mm fixing, front plate 48X48mm | http://datasheet.lovatoelectric.com/Rotary_cam_switches/ENG/GX20108U47.pdf | Commutatore a camme serie GX, multivia 0-1-2-3 1 polo da 20A in esecuzione per montaggio frontale con maniglia nera e fissaggio a scatto per foro diametro 22mm, mostrina 48X48mm | http://datasheet.lovatoelectric.com/Rotary_cam_switches/ITA/GX20108U47.pdf | Łącznik krzywkowy serii GX, wielopozycyjny 0-1-2-3, 1 pole, 20A, do montażu tablicowego w otworze 22mm z czarnym pokrętłem, montowanym na zatrzask do korpusu i tabliczką 48x48mm | http://datasheet.lovatoelectric.com/Rotary_cam_switches/POL/GX20108U47.pdf | Rotary cam switch GX series, multi-step 0-1-2-3, 1 pole 20A, for snap on front mounting with black handle for hole Ø22mm fixing, front plate 48X48mm | http://datasheet.lovatoelectric.com/Rotary_cam_switches/RON/GX20108U47.pdf
GX20109O |  |  | Rotary cam switch GX series, multi-step 0-1-2-3-4, 1 pole 20A, for rear mounting with black handle, front plate 48X48mm | http://datasheet.lovatoelectric.com/Rotary_cam_switches/ENG/GX20109O.pdf | Commutatore a camme serie GX, multivia 0-1-2-3-4 1 polo da 20A in esecuzione per montaggio a fondo quadro con maniglia nera, mostrina 48X48mm | http://datasheet.lovatoelectric.com/Rotary_cam_switches/ITA/GX20109O.pdf | Łącznik krzywkowy serii GX, wielopozycyjny 0-1-2-3-4, 1 pole, 20A, do montażu wewnątrz szafy z czarnym pokrętłem i tabliczką 48x48mm | http://datasheet.lovatoelectric.com/Rotary_cam_switches/POL/GX20109O.pdf | Rotary cam switch GX series, multi-step 0-1-2-3-4, 1 pole 20A, for rear mounting with black handle, front plate 48X48mm | http://datasheet.lovatoelectric.com/Rotary_cam_switches/RON/GX20109O.pdf
GX20109O48 |  |  | Rotary cam switch GX series, multi-step 0-1-2-3-4, 1 pole 20A, modular service cover for 35mm DIN reail mounting with black handle, front plate 45X54mm | http://datasheet.lovatoelectric.com/Rotary_cam_switches/ENG/GX20109O48.pdf | Commutatore a camme serie GX, multivia 0-1-2-3-4 1 polo da 20A in esecuzione modulare per montaggio su guida DIN con maniglia nera, mostrina 45X54mm | http://datasheet.lovatoelectric.com/Rotary_cam_switches/ITA/GX20109O48.pdf | Łącznik krzywkowy serii GX, wielopozycyjny 0-1-2-3-4, 1 pole, 20A, wykonanie modułowe do montażu na szynie DIN 35mm, z czarnym pokrętłem i tabliczką 45x54mm | http://datasheet.lovatoelectric.com/Rotary_cam_switches/POL/GX20109O48.pdf | Rotary cam switch GX series, multi-step 0-1-2-3-4, 1 pole 20A, modular service cover for 35mm DIN reail mounting with black handle, front plate 45X54mm | http://datasheet.lovatoelectric.com/Rotary_cam_switches/RON/GX20109O48.pdf
GX20109P |  |  | Enclosed rotary cam switch GX series, multi-step 0-1-2-3-4, 1 pole 20A in plastic enclosure 90X90mm with black handle | http://datasheet.lovatoelectric.com/Rotary_cam_switches/ENG/GX20109P.pdf | Commutatore a camme serie GX, multivia 0-1-2-3-4 1 polo da 20A in cassetta plastica 90X90mm con maniglia nera | http://datasheet.lovatoelectric.com/Rotary_cam_switches/ITA/GX20109P.pdf | Łącznik krzywkowy serii GX, wielopozycyjny 0-1-2-3-4, 1 pole, 20A, w obudowie 90x90mm i czarnym pokrętłem | http://datasheet.lovatoelectric.com/Rotary_cam_switches/POL/GX20109P.pdf | Enclosed rotary cam switch GX series, multi-step 0-1-2-3-4, 1 pole 20A in plastic enclosure 90X90mm with black handle | http://datasheet.lovatoelectric.com/Rotary_cam_switches/RON/GX20109P.pdf
GX20109U |  |  | Rotary cam switch GX series, multi-step 0-1-2-3-4, 1 pole 20A, for front mounting with black handle, front plate 48X48mm | http://datasheet.lovatoelectric.com/Rotary_cam_switches/ENG/GX20109U.pdf | Commutatore a camme serie GX, multivia 0-1-2-3-4 1 polo da 20A in esecuzione per montaggio frontale con maniglia nera, mostrina 48X48mm | http://datasheet.lovatoelectric.com/Rotary_cam_switches/ITA/GX20109U.pdf | Łącznik krzywkowy serii GX, wielopozycyjny 0-1-2-3-4, 1 pole, 20A, do montażu tablicowego, z czarnym pokrętłem i tabliczką 48x48mm | http://datasheet.lovatoelectric.com/Rotary_cam_switches/POL/GX20109U.pdf | Rotary cam switch GX series, multi-step 0-1-2-3-4, 1 pole 20A, for front mounting with black handle, front plate 48X48mm | http://datasheet.lovatoelectric.com/Rotary_cam_switches/RON/GX20109U.pdf
GX20109U47 |  |  | Rotary cam switch GX series, multi-step 0-1-2-3-4, 1 pole 20A, for snap on front mounting with black handle for hole Ø22mm fixing, front plate 48X48mm | http://datasheet.lovatoelectric.com/Rotary_cam_switches/ENG/GX20109U47.pdf | Commutatore a camme serie GX, multivia 0-1-2-3-4 1 polo da 20A in esecuzione per montaggio frontale con maniglia nera e fissaggio a scatto per foro diametro 22mm, mostrina 48X48mm | http://datasheet.lovatoelectric.com/Rotary_cam_switches/ITA/GX20109U47.pdf | Łącznik krzywkowy serii GX, wielopozycyjny 0-1-2-3-4, 1 pole, 20A, do montażu tablicowego w otworze 22mm z czarnym pokrętłem, montowanym na zatrzask do korpusu i tabliczką 48x48mm | http://datasheet.lovatoelectric.com/Rotary_cam_switches/POL/GX20109U47.pdf | Rotary cam switch GX series, multi-step 0-1-2-3-4, 1 pole 20A, for snap on front mounting with black handle for hole Ø22mm fixing, front plate 48X48mm | http://datasheet.lovatoelectric.com/Rotary_cam_switches/RON/GX20109U47.pdf
GX2010O | GX2010O.jpg | http://datasheet.lovatoelectric.com/Rotary_cam_switches/products_images/GX2010O.jpg | Rotary cam switch GX series, ON-OFF switch 3 poles 20A, for rear mounting with black handle, front plate 48X48mm | http://datasheet.lovatoelectric.com/Rotary_cam_switches/ENG/GX2010O.pdf | Commutatore a camme serie GX, interruttore 3 poli da 20A in esecuzione per montaggio a fondo quadro con maniglia nera, mostrina 48X48mm | http://datasheet.lovatoelectric.com/Rotary_cam_switches/ITA/GX2010O.pdf | Łącznik krzywkowy serii GX, rozłącznik, 3 pola, 20A, do montażu wewnątrz szafy z czarnym pokrętłem i tabliczką 48x48mm | http://datasheet.lovatoelectric.com/Rotary_cam_switches/POL/GX2010O.pdf | Rotary cam switch GX series, ON-OFF switch 3 poles 20A, for rear mounting with black handle, front plate 48X48mm | http://datasheet.lovatoelectric.com/Rotary_cam_switches/RON/GX2010O.pdf
GX2010O48 | GX2010O48.jpg | http://datasheet.lovatoelectric.com/Rotary_cam_switches/products_images/GX2010O48.jpg | Rotary cam switch GX series, ON-OFF switch 3 poles 20A, modular service cover for 35mm DIN reail mounting with black handle, front plate 45X54mm | http://datasheet.lovatoelectric.com/Rotary_cam_switches/ENG/GX2010O48.pdf | Commutatore a camme serie GX, interruttore 3 poli da 20A in esecuzione modulare per montaggio su guida DIN con maniglia nera, mostrina 45X54mm | http://datasheet.lovatoelectric.com/Rotary_cam_switches/ITA/GX2010O48.pdf | Łącznik krzywkowy serii GX, rozłącznik, 3 pola, 20A, wykonanie modułowe do montażu na szynie DIN 35mm, z czarnym pokrętłem i tabliczką 45x54mm | http://datasheet.lovatoelectric.com/Rotary_cam_switches/POL/GX2010O48.pdf | Rotary cam switch GX series, ON-OFF switch 3 poles 20A, modular service cover for 35mm DIN reail mounting with black handle, front plate 45X54mm | http://datasheet.lovatoelectric.com/Rotary_cam_switches/RON/GX2010O48.pdf
GX2010O88 | GX2010O88.jpg | http://datasheet.lovatoelectric.com/Rotary_cam_switches/products_images/GX2010O88.jpg | Rotary cam switch GX series, ON-OFF switch 3 poles 20A, for rear mounting with red/yellow handle padlockable in 0, door coupling and protection covers, front plate 48X48mm | http://datasheet.lovatoelectric.com/Rotary_cam_switches/ENG/GX2010O88.pdf | Commutatore a camme serie GX, interruttore 3 poli da 20A in esecuzione per montaggio a fondo quadro con maniglia giallo/rossa lucchettabile in 0 con funzione blocco porta e copriterminali, mostrina 48X48mm | http://datasheet.lovatoelectric.com/Rotary_cam_switches/ITA/GX2010O88.pdf | Łącznik krzywkowy serii GX, rozłącznik, 3 pola, 20A, do montażu wewnątrz szafy, z żółto/czerwonym pokrętłem blokowanym w pozycji 0, trzpieniem, osłonami zacisków i tabliczką 48x48mm | http://datasheet.lovatoelectric.com/Rotary_cam_switches/POL/GX2010O88.pdf | Rotary cam switch GX series, ON-OFF switch 3 poles 20A, for rear mounting with red/yellow handle padlockable in 0, door coupling and protection covers, front plate 48X48mm | http://datasheet.lovatoelectric.com/Rotary_cam_switches/RON/GX2010O88.pdf
GX2010P |  |  | Enclosed rotary cam switch GX series, ON-OFF switch 3 poles 20A in plastic enclosure 90X90mm with black handle | http://datasheet.lovatoelectric.com/Rotary_cam_switches/ENG/GX2010P.pdf | Commutatore a camme serie GX, interruttore 3 poli da 20A in cassetta plastica 90X90mm con maniglia nera | http://datasheet.lovatoelectric.com/Rotary_cam_switches/ITA/GX2010P.pdf | Łącznik krzywkowy serii GX, rozłącznik, 3 pola, 20A, w obudowie 90x90mm i czarnym pokrętłem | http://datasheet.lovatoelectric.com/Rotary_cam_switches/POL/GX2010P.pdf | Enclosed rotary cam switch GX series, ON-OFF switch 3 poles 20A in plastic enclosure 90X90mm with black handle | http://datasheet.lovatoelectric.com/Rotary_cam_switches/RON/GX2010P.pdf
GX2010P25 |  |  | Enclosed rotary cam switch GX series, ON-OFF switch 3 poles 20A in plastic enclosure 90X90mm with red/yellow handle | http://datasheet.lovatoelectric.com/Rotary_cam_switches/ENG/GX2010P25.pdf | Commutatore a camme serie GX, interruttore 3 poli da 20A in cassetta plastica 90X90mm con maniglia giallo/rossa | http://datasheet.lovatoelectric.com/Rotary_cam_switches/ITA/GX2010P25.pdf | Łącznik krzywkowy serii GX, rozłącznik, 3 pola, 20A, w obudowie 90x90mm i żółto/czerwonym pokrętłem | http://datasheet.lovatoelectric.com/Rotary_cam_switches/POL/GX2010P25.pdf | Enclosed rotary cam switch GX series, ON-OFF switch 3 poles 20A in plastic enclosure 90X90mm with red/yellow handle | http://datasheet.lovatoelectric.com/Rotary_cam_switches/RON/GX2010P25.pdf
GX2010U | GX2010U.jpg | http://datasheet.lovatoelectric.com/Rotary_cam_switches/products_images/GX2010U.jpg | Rotary cam switch GX series, ON-OFF switch 3 poles 20A, for front mounting with black handle, front plate 48X48mm | http://datasheet.lovatoelectric.com/Rotary_cam_switches/ENG/GX2010U.pdf | Commutatore a camme serie GX, interruttore 3 poli da 20A in esecuzione per montaggio frontale con maniglia nera, mostrina 48X48mm | http://datasheet.lovatoelectric.com/Rotary_cam_switches/ITA/GX2010U.pdf | Łącznik krzywkowy serii GX, rozłącznik, 3 pola, 20A, do montażu tablicowego, z czarnym pokrętłem i tabliczką 48x48mm | http://datasheet.lovatoelectric.com/Rotary_cam_switches/POL/GX2010U.pdf | Rotary cam switch GX series, ON-OFF switch 3 poles 20A, for front mounting with black handle, front plate 48X48mm | http://datasheet.lovatoelectric.com/Rotary_cam_switches/RON/GX2010U.pdf
GX2010U11 | GX2010U11.jpg | http://datasheet.lovatoelectric.com/Rotary_cam_switches/products_images/GX2010U11.jpg | Rotary cam switch GX series, ON-OFF switch 3 poles 20A, for front mounting with black handle without front plate for hole Ø22mm fixing | http://datasheet.lovatoelectric.com/Rotary_cam_switches/ENG/GX2010U11.pdf | Commutatore a camme serie GX, interruttore 3 poli da 20A in esecuzione per montaggio frontale con maniglia nera senza mostrina con fissaggio foro diametro 22mm | http://datasheet.lovatoelectric.com/Rotary_cam_switches/ITA/GX2010U11.pdf | Łącznik krzywkowy serii GX, rozłącznik, 3 pola, 20A, do montażu tablicowego w otworze 22mm, z czarnym pokrętłem bez tabliczki | http://datasheet.lovatoelectric.com/Rotary_cam_switches/POL/GX2010U11.pdf | Rotary cam switch GX series, ON-OFF switch 3 poles 20A, for front mounting with black handle without front plate for hole Ø22mm fixing | http://datasheet.lovatoelectric.com/Rotary_cam_switches/RON/GX2010U11.pdf
GX2010U12 | GX2010U12.jpg | http://datasheet.lovatoelectric.com/Rotary_cam_switches/products_images/GX2010U12.jpg | Rotary cam switch GX series, ON-OFF switch 3 poles 20A, for front mounting without front plate with key operation for hole Ø22mm fixing | http://datasheet.lovatoelectric.com/Rotary_cam_switches/ENG/GX2010U12.pdf | Commutatore a camme serie GX, interruttore 3 poli da 20A in esecuzione per montaggio frontale senza mostrina con comando a chiave e fissaggio foro diametro 22mm | http://datasheet.lovatoelectric.com/Rotary_cam_switches/ITA/GX2010U12.pdf | Łącznik krzywkowy serii GX, rozłącznik, 3 pola, 20A, do montażu tablicowego w otworze 22mm, sterowanie kluczem, bez tabliczki | http://datasheet.lovatoelectric.com/Rotary_cam_switches/POL/GX2010U12.pdf | Rotary cam switch GX series, ON-OFF switch 3 poles 20A, for front mounting without front plate with key operation for hole Ø22mm fixing | http://datasheet.lovatoelectric.com/Rotary_cam_switches/RON/GX2010U12.pdf
GX2010U25 | GX2010U25.jpg | http://datasheet.lovatoelectric.com/Rotary_cam_switches/products_images/GX2010U25.jpg | Rotary cam switch GX series, ON-OFF switch 3 poles 20A, for front mounting with red/yellow handle padlockable in 0 and protection covers, front plate 48X48mm | http://datasheet.lovatoelectric.com/Rotary_cam_switches/ENG/GX2010U25.pdf | Commutatore a camme serie GX, interruttore 3 poli da 20A in esecuzione per montaggio frontale con maniglia giallo/rossa lucchettabile in 0 e copriterminali, mostrina 48X48mm | http://datasheet.lovatoelectric.com/Rotary_cam_switches/ITA/GX2010U25.pdf | Łącznik krzywkowy serii GX, rozłącznik, 3 pola, 20A, do montażu tablicowego, z żółto/czerwonym pokrętłem blokowanym w pozycji 0, osłonami zacisków i tabliczką 48x48mm | http://datasheet.lovatoelectric.com/Rotary_cam_switches/POL/GX2010U25.pdf | Rotary cam switch GX series, ON-OFF switch 3 poles 20A, for front mounting with red/yellow handle padlockable in 0 and protection covers, front plate 48X48mm | http://datasheet.lovatoelectric.com/Rotary_cam_switches/RON/GX2010U25.pdf
GX2010U47 | GX2010U47.jpg | http://datasheet.lovatoelectric.com/Rotary_cam_switches/products_images/GX2010U47.jpg | Rotary cam switch GX series, ON-OFF switch 3 poles 20A, for snap on front mounting with black handle for hole Ø22mm fixing, front plate 48X48mm | http://datasheet.lovatoelectric.com/Rotary_cam_switches/ENG/GX2010U47.pdf | Commutatore a camme serie GX, interruttore 3 poli da 20A in esecuzione per montaggio frontale con maniglia nera e fissaggio a scatto per foro diametro 22mm, mostrina 48x48mm | http://datasheet.lovatoelectric.com/Rotary_cam_switches/ITA/GX2010U47.pdf | Łącznik krzywkowy serii GX, rozłącznik, 3 pola, 20A, do montażu tablicowego w otworze 22mm z czarnym pokrętłem, montowanym na zatrzask do korpusu i tabliczką 48x48mm | http://datasheet.lovatoelectric.com/Rotary_cam_switches/POL/GX2010U47.pdf | Rotary cam switch GX series, ON-OFF switch 3 poles 20A, for snap on front mounting with black handle for hole Ø22mm fixing, front plate 48X48mm | http://datasheet.lovatoelectric.com/Rotary_cam_switches/RON/GX2010U47.pdf
GX20110O |  |  | Rotary cam switch GX series, multi-step 0-1-2-3-4-5, 1 pole 20A, for rear mounting with black handle, front plate 48X48mm | http://datasheet.lovatoelectric.com/Rotary_cam_switches/ENG/GX20110O.pdf | Commutatore a camme serie GX, multivia 0-1-2-3-4-5 1 polo da 20A in esecuzione per montaggio a fondo quadro con maniglia nera, mostrina 48X48mm | http://datasheet.lovatoelectric.com/Rotary_cam_switches/ITA/GX20110O.pdf | Łącznik krzywkowy serii GX, wielopozycyjny 0-1-2-3-4-5, 1 pole, 20A, do montażu wewnątrz szafy z czarnym pokrętłem i tabliczką 48x48mm | http://datasheet.lovatoelectric.com/Rotary_cam_switches/POL/GX20110O.pdf | Rotary cam switch GX series, multi-step 0-1-2-3-4-5, 1 pole 20A, for rear mounting with black handle, front plate 48X48mm | http://datasheet.lovatoelectric.com/Rotary_cam_switches/RON/GX20110O.pdf
GX20110O48 |  |  | Rotary cam switch GX series, multi-step 0-1-2-3-4-5, 1 pole 20A, modular service cover for 35mm DIN reail mounting with black handle, front plate 45X54mm | http://datasheet.lovatoelectric.com/Rotary_cam_switches/ENG/GX20110O48.pdf | Commutatore a camme serie GX, multivia 0-1-2-3-4-5 1 polo da 20A in esecuzione modulare per montaggio su guida DIN con maniglia nera, mostrina 45X54mm | http://datasheet.lovatoelectric.com/Rotary_cam_switches/ITA/GX20110O48.pdf | Łącznik krzywkowy serii GX, wielopozycyjny 0-1-2-3-4-5, 1 pole, 20A, wykonanie modułowe do montażu na szynie DIN 35mm, z czarnym pokrętłem i tabliczką 45x54mm | http://datasheet.lovatoelectric.com/Rotary_cam_switches/POL/GX20110O48.pdf | Rotary cam switch GX series, multi-step 0-1-2-3-4-5, 1 pole 20A, modular service cover for 35mm DIN reail mounting with black handle, front plate 45X54mm | http://datasheet.lovatoelectric.com/Rotary_cam_switches/RON/GX20110O48.pdf
GX20110P |  |  | Enclosed rotary cam switch GX series, multi-step 0-1-2-3-4-5, 1 pole 20A in plastic enclosure 90X90mm with black handle | http://datasheet.lovatoelectric.com/Rotary_cam_switches/ENG/GX20110P.pdf | Commutatore a camme serie GX, multivia 0-1-2-3-4-5 1 polo da 20A in cassetta plastica 90X90mm con maniglia nera | http://datasheet.lovatoelectric.com/Rotary_cam_switches/ITA/GX20110P.pdf | Łącznik krzywkowy serii GX, wielopozycyjny 0-1-2-3-4-5, 1 pole, 20A, w obudowie 90x90mm i czarnym pokrętłem | http://datasheet.lovatoelectric.com/Rotary_cam_switches/POL/GX20110P.pdf | Enclosed rotary cam switch GX series, multi-step 0-1-2-3-4-5, 1 pole 20A in plastic enclosure 90X90mm with black handle | http://datasheet.lovatoelectric.com/Rotary_cam_switches/RON/GX20110P.pdf
GX20110U |  |  | Rotary cam switch GX series, multi-step 0-1-2-3-4-5, 1 pole 20A, for front mounting with black handle, front plate 48X48mm | http://datasheet.lovatoelectric.com/Rotary_cam_switches/ENG/GX20110U.pdf | Commutatore a camme serie GX, multivia 0-1-2-3-4-5 1 polo da 20A in esecuzione per montaggio frontale con maniglia nera, mostrina 48X48mm | http://datasheet.lovatoelectric.com/Rotary_cam_switches/ITA/GX20110U.pdf | Łącznik krzywkowy serii GX, wielopozycyjny 0-1-2-3-4-5, 1 pole, 20A, do montażu tablicowego, z czarnym pokrętłem i tabliczką 48x48mm | http://datasheet.lovatoelectric.com/Rotary_cam_switches/POL/GX20110U.pdf | Rotary cam switch GX series, multi-step 0-1-2-3-4-5, 1 pole 20A, for front mounting with black handle, front plate 48X48mm | http://datasheet.lovatoelectric.com/Rotary_cam_switches/RON/GX20110U.pdf
GX20110U47 |  |  | Rotary cam switch GX series, multi-step 0-1-2-3-4-5, 1 pole 20A, for snap on front mounting with black handle for hole Ø22mm fixing, front plate 48X48mm | http://datasheet.lovatoelectric.com/Rotary_cam_switches/ENG/GX20110U47.pdf | Commutatore a camme serie GX, multivia 0-1-2-3-4-5 1 polo da 20A in esecuzione per montaggio frontale con maniglia nera e fissaggio a scatto per foro diametro 22mm, mostrina 48X48mm | http://datasheet.lovatoelectric.com/Rotary_cam_switches/ITA/GX20110U47.pdf | Łącznik krzywkowy serii GX, wielopozycyjny 0-1-2-3-4-5, 1 pole, 20A, do montażu tablicowego w otworze 22mm z czarnym pokrętłem, montowanym na zatrzask do korpusu i tabliczką 48x48mm | http://datasheet.lovatoelectric.com/Rotary_cam_switches/POL/GX20110U47.pdf | Rotary cam switch GX series, multi-step 0-1-2-3-4-5, 1 pole 20A, for snap on front mounting with black handle for hole Ø22mm fixing, front plate 48X48mm | http://datasheet.lovatoelectric.com/Rotary_cam_switches/RON/GX20110U47.pdf
GX2011O |  |  | Rotary cam switch GX series, 3-phase motor reversing switch 20A, for rear mounting with black handle, front plate 48X48mm | http://datasheet.lovatoelectric.com/Rotary_cam_switches/ENG/GX2011O.pdf | Commutatore a camme serie GX, invertitore di marcia trifase da 20A in esecuzione per montaggio a fondo quadro con maniglia nera, mostrina 48X48mm | http://datasheet.lovatoelectric.com/Rotary_cam_switches/ITA/GX2011O.pdf | Łącznik krzywkowy serii GX, przełącznik zmiany kierunku obrotów silnika 3 fazowego, 20A, do montażu wewnątrz szafy z czarnym pokrętłem i tabliczką 48x48mm | http://datasheet.lovatoelectric.com/Rotary_cam_switches/POL/GX2011O.pdf | Rotary cam switch GX series, 3-phase motor reversing switch 20A, for rear mounting with black handle, front plate 48X48mm | http://datasheet.lovatoelectric.com/Rotary_cam_switches/RON/GX2011O.pdf
GX2011O48 |  |  | Rotary cam switch GX series, 3-phase motor reversing switch 20A, modular service cover for 35mm DIN reail mounting with black handle, front plate 45X54mm | http://datasheet.lovatoelectric.com/Rotary_cam_switches/ENG/GX2011O48.pdf | Commutatore a camme serie GX, invertitore di marcia trifase da 20A in esecuzione modulare per montaggio su guida DIN con maniglia nera, mostrina 45X54mm | http://datasheet.lovatoelectric.com/Rotary_cam_switches/ITA/GX2011O48.pdf | Łącznik krzywkowy serii GX, przełącznik zmiany kierunku obrotów silnika 3 fazowego, 20A, wykonanie modułowe do montażu na szynie DIN 35mm, z czarnym pokrętłem i tabliczką 45x54mm | http://datasheet.lovatoelectric.com/Rotary_cam_switches/POL/GX2011O48.pdf | Rotary cam switch GX series, 3-phase motor reversing switch 20A, modular service cover for 35mm DIN reail mounting with black handle, front plate 45X54mm | http://datasheet.lovatoelectric.com/Rotary_cam_switches/RON/GX2011O48.pdf
GX2011O88 |  |  | Rotary cam switch GX series, 3-phase motor reversing switch 20A, for rear mounting with red/yellow handle padlockable in 0, door coupling and protection covers, front plate 48X48mm | http://datasheet.lovatoelectric.com/Rotary_cam_switches/ENG/GX2011O88.pdf | Commutatore a camme serie GX, invertitore di marcia trifase da 20A in esecuzione per montaggio a fondo quadro con maniglia giallo/rossa lucchettabile in 0 con funzione blocco porta e copriterminali, mostrina 48X48mm | http://datasheet.lovatoelectric.com/Rotary_cam_switches/ITA/GX2011O88.pdf | Łącznik krzywkowy serii GX, przełącznik zmiany kierunku obrotów silnika 3 fazowego, 20A, do montażu wewnątrz szafy, z żółto/czerwonym pokrętłem blokowanym w pozycji 0, trzpieniem, osłonami zacisków i tabliczką 48x48mm | http://datasheet.lovatoelectric.com/Rotary_cam_switches/POL/GX2011O88.pdf | Rotary cam switch GX series, 3-phase motor reversing switch 20A, for rear mounting with red/yellow handle padlockable in 0, door coupling and protection covers, front plate 48X48mm | http://datasheet.lovatoelectric.com/Rotary_cam_switches/RON/GX2011O88.pdf
GX2011P |  |  | Enclosed rotary cam switch GX series, 3-phase motor reversing switch 20A in plastic enclosure 90X90mm with black handle | http://datasheet.lovatoelectric.com/Rotary_cam_switches/ENG/GX2011P.pdf | Commutatore a camme serie GX, invertitore di marcia trifase da 20A in cassetta plastica 90X90mm con maniglia nera | http://datasheet.lovatoelectric.com/Rotary_cam_switches/ITA/GX2011P.pdf | Łącznik krzywkowy serii GX, przełącznik zmiany kierunku obrotów silnika 3 fazowego, 20A, w obudowie 90x90mm i czarnym pokrętłem | http://datasheet.lovatoelectric.com/Rotary_cam_switches/POL/GX2011P.pdf | Enclosed rotary cam switch GX series, 3-phase motor reversing switch 20A in plastic enclosure 90X90mm with black handle | http://datasheet.lovatoelectric.com/Rotary_cam_switches/RON/GX2011P.pdf
GX2011P25 |  |  | Enclosed rotary cam switch GX series, 3-phase motor reversing switch 20A in plastic enclosure 90X90mm with red/yellow handle | http://datasheet.lovatoelectric.com/Rotary_cam_switches/ENG/GX2011P25.pdf | Commutatore a camme serie GX, invertitore di marcia trifase da 20A in cassetta plastica 90X90mm con maniglia giallo/rossa | http://datasheet.lovatoelectric.com/Rotary_cam_switches/ITA/GX2011P25.pdf | Łącznik krzywkowy serii GX, przełącznik zmiany kierunku obrotów silnika 3 fazowego, 20A, w obudowie 90x90mm i żółto/czerwonym pokrętłem | http://datasheet.lovatoelectric.com/Rotary_cam_switches/POL/GX2011P25.pdf | Enclosed rotary cam switch GX series, 3-phase motor reversing switch 20A in plastic enclosure 90X90mm with red/yellow handle | http://datasheet.lovatoelectric.com/Rotary_cam_switches/RON/GX2011P25.pdf
GX2011U |  |  | Rotary cam switch GX series, 3-phase motor reversing switch 20A, for front mounting with black handle, front plate 48X48mm | http://datasheet.lovatoelectric.com/Rotary_cam_switches/ENG/GX2011U.pdf | Commutatore a camme serie GX, invertitore di marcia trifase da 20A in esecuzione per montaggio frontale con maniglia nera, mostrina 48X48mm | http://datasheet.lovatoelectric.com/Rotary_cam_switches/ITA/GX2011U.pdf | Łącznik krzywkowy serii GX, przełącznik zmiany kierunku obrotów silnika 3 fazowego, 20A, do montażu tablicowego, z czarnym pokrętłem i tabliczką 48x48mm | http://datasheet.lovatoelectric.com/Rotary_cam_switches/POL/GX2011U.pdf | Rotary cam switch GX series, 3-phase motor reversing switch 20A, for front mounting with black handle, front plate 48X48mm | http://datasheet.lovatoelectric.com/Rotary_cam_switches/RON/GX2011U.pdf
GX2011U25 |  |  | Rotary cam switch GX series, 3-phase motor reversing switch 20A, for front mounting with red/yellow handle padlockable in 0 and protection covers, front plate 48X48mm | http://datasheet.lovatoelectric.com/Rotary_cam_switches/ENG/GX2011U25.pdf | Commutatore a camme serie GX, invertitore di marcia monofase con ritorno a molla da 20A in esecuzione per montaggio frontale con maniglia giallo/rossa lucchettabile in 0 e copriterminali, mostrina 48X48mm | http://datasheet.lovatoelectric.com/Rotary_cam_switches/ITA/GX2011U25.pdf | Łącznik krzywkowy serii GX, przełącznik zmiany kierunku obrotów silnika 3 fazowego, 20A, do montażu tablicowego, z żółto/czerwonym pokrętłem blokowanym w pozycji 0, osłonami zacisków i tabliczką 48x48mm | http://datasheet.lovatoelectric.com/Rotary_cam_switches/POL/GX2011U25.pdf | Rotary cam switch GX series, 3-phase motor reversing switch 20A, for front mounting with red/yellow handle padlockable in 0 and protection covers, front plate 48X48mm | http://datasheet.lovatoelectric.com/Rotary_cam_switches/RON/GX2011U25.pdf
GX2011U47 |  |  | Rotary cam switch GX series, 3-phase motor reversing switch 20A, modular service cover for 35mm DIN reail mounting with black handle, front plate 48X48mm | http://datasheet.lovatoelectric.com/Rotary_cam_switches/ENG/GX2011U47.pdf | Commutatore a camme serie GX, invertitore di marcia trifase da 20A in esecuzione modulare per montaggio su guida DIN con maniglia nera, mostrina 48X48mm | http://datasheet.lovatoelectric.com/Rotary_cam_switches/ITA/GX2011U47.pdf | Łącznik krzywkowy serii GX, przełącznik zmiany kierunku obrotów silnika 3 fazowego, 20A, wykonanie do montażu tablicowego, z czarnym pokrętłem, montowanym na zatrzask i tabliczką 48x48mm | http://datasheet.lovatoelectric.com/Rotary_cam_switches/POL/GX2011U47.pdf | Rotary cam switch GX series, 3-phase motor reversing switch 20A, modular service cover for 35mm DIN reail mounting with black handle, front plate 48X48mm | http://datasheet.lovatoelectric.com/Rotary_cam_switches/RON/GX2011U47.pdf
GX20123O |  |  | Rotary cam switch GX series, multi-step 0-1-2, 2 poles 20A, for rear mounting with black handle, front plate 48X48mm | http://datasheet.lovatoelectric.com/Rotary_cam_switches/ENG/GX20123O.pdf | Commutatore a camme serie GX, multivia 0-1-2 2 poli da 20A in esecuzione per montaggio a fondo quadro con maniglia nera, mostrina 48X48mm | http://datasheet.lovatoelectric.com/Rotary_cam_switches/ITA/GX20123O.pdf | Łącznik krzywkowy serii GX, wielopozycyjny 0-1-2, 2 pola, 20A, do montażu wewnątrz szafy z czarnym pokrętłem i tabliczką 48x48mm | http://datasheet.lovatoelectric.com/Rotary_cam_switches/POL/GX20123O.pdf | Rotary cam switch GX series, multi-step 0-1-2, 2 poles 20A, for rear mounting with black handle, front plate 48X48mm | http://datasheet.lovatoelectric.com/Rotary_cam_switches/RON/GX20123O.pdf
GX20123O48 |  |  | Rotary cam switch GX series, multi-step 0-1-2, 2 poles 20A, modular service cover for 35mm DIN reail mounting with black handle, front plate 45X54mm | http://datasheet.lovatoelectric.com/Rotary_cam_switches/ENG/GX20123O48.pdf | Commutatore a camme serie GX, multivia 0-1-2 2 poli da 20A in esecuzione modulare per montaggio su guida DIN con maniglia nera, mostrina 45X54mm | http://datasheet.lovatoelectric.com/Rotary_cam_switches/ITA/GX20123O48.pdf | Łącznik krzywkowy serii GX, wielopozycyjny 0-1-2, 2 pola, 20A, wykonanie modułowe do montażu na szynie DIN 35mm, z czarnym pokrętłem i tabliczką 45x54mm | http://datasheet.lovatoelectric.com/Rotary_cam_switches/POL/GX20123O48.pdf | Rotary cam switch GX series, multi-step 0-1-2, 2 poles 20A, modular service cover for 35mm DIN reail mounting with black handle, front plate 45X54mm | http://datasheet.lovatoelectric.com/Rotary_cam_switches/RON/GX20123O48.pdf
GX20123P |  |  | Enclosed rotary cam switch GX series, multi-step 0-1-2, 2 poles 20A in plastic enclosure 90X90mm with black handle | http://datasheet.lovatoelectric.com/Rotary_cam_switches/ENG/GX20123P.pdf | Commutatore a camme serie GX, multivia 0-1-2 2 poli da 20A in cassetta plastica 90X90mm con maniglia nera | http://datasheet.lovatoelectric.com/Rotary_cam_switches/ITA/GX20123P.pdf | Łącznik krzywkowy serii GX, wielopozycyjny 0-1-2, 2 pola, 20A, w obudowie 90x90mm i czarnym pokrętłem | http://datasheet.lovatoelectric.com/Rotary_cam_switches/POL/GX20123P.pdf | Enclosed rotary cam switch GX series, multi-step 0-1-2, 2 poles 20A in plastic enclosure 90X90mm with black handle | http://datasheet.lovatoelectric.com/Rotary_cam_switches/RON/GX20123P.pdf
GX20123U |  |  | Rotary cam switch GX series, multi-step 0-1-2, 2 poles 20A, for front mounting with black handle, front plate 48X48mm | http://datasheet.lovatoelectric.com/Rotary_cam_switches/ENG/GX20123U.pdf | Commutatore a camme serie GX, multivia 0-1-2 2 poli da 20A in esecuzione per montaggio frontale con maniglia nera, mostrina 48X48mm | http://datasheet.lovatoelectric.com/Rotary_cam_switches/ITA/GX20123U.pdf | Łącznik krzywkowy serii GX, wielopozycyjny 0-1-2, 2 pola, 20A, do montażu tablicowego, z czarnym pokrętłem i tabliczką 48x48mm | http://datasheet.lovatoelectric.com/Rotary_cam_switches/POL/GX20123U.pdf | Rotary cam switch GX series, multi-step 0-1-2, 2 poles 20A, for front mounting with black handle, front plate 48X48mm | http://datasheet.lovatoelectric.com/Rotary_cam_switches/RON/GX20123U.pdf
GX20123U47 |  |  | Rotary cam switch GX series, multi-step 0-1-2, 2 poles 20A, for snap on front mounting with black handle for hole Ø22mm fixing, front plate 48X48mm | http://datasheet.lovatoelectric.com/Rotary_cam_switches/ENG/GX20123U47.pdf | Commutatore a camme serie GX, multivia 0-1-2 2 poli da 20A in esecuzione per montaggio frontale con maniglia nera e fissaggio a scatto per foro diametro 22mm, mostrina 48X48mm | http://datasheet.lovatoelectric.com/Rotary_cam_switches/ITA/GX20123U47.pdf | Łącznik krzywkowy serii GX, wielopozycyjny 0-1-2, 2 pola, 20A, do montażu tablicowego w otworze 22mm z czarnym pokrętłem, montowanym na zatrzask do korpusu i tabliczką 48x48mm | http://datasheet.lovatoelectric.com/Rotary_cam_switches/POL/GX20123U47.pdf | Rotary cam switch GX series, multi-step 0-1-2, 2 poles 20A, for snap on front mounting with black handle for hole Ø22mm fixing, front plate 48X48mm | http://datasheet.lovatoelectric.com/Rotary_cam_switches/RON/GX20123U47.pdf
GX20124O |  |  | Rotary cam switch GX series, multi-step 0-1-2-3, 2 poles 20A, for rear mounting with black handle, front plate 48X48mm | http://datasheet.lovatoelectric.com/Rotary_cam_switches/ENG/GX20124O.pdf | Commutatore a camme serie GX, multivia 0-1-2-3 2 poli da 20A in esecuzione per montaggio a fondo quadro con maniglia nera, mostrina 48X48mm | http://datasheet.lovatoelectric.com/Rotary_cam_switches/ITA/GX20124O.pdf | Łącznik krzywkowy serii GX, wielopozycyjny 0-1-2-3, 2 pola, 20A, do montażu wewnątrz szafy z czarnym pokrętłem i tabliczką 48x48mm | http://datasheet.lovatoelectric.com/Rotary_cam_switches/POL/GX20124O.pdf | Rotary cam switch GX series, multi-step 0-1-2-3, 2 poles 20A, for rear mounting with black handle, front plate 48X48mm | http://datasheet.lovatoelectric.com/Rotary_cam_switches/RON/GX20124O.pdf
GX20124O48 |  |  | Rotary cam switch GX series, multi-step 0-1-2-3, 2 poles 20A, modular service cover for 35mm DIN reail mounting with black handle, front plate 45X54mm | http://datasheet.lovatoelectric.com/Rotary_cam_switches/ENG/GX20124O48.pdf | Commutatore a camme serie GX, multivia 0-1-2-3 2 poli da 20A in esecuzione modulare per montaggio su guida DIN con maniglia nera, mostrina 45X54mm | http://datasheet.lovatoelectric.com/Rotary_cam_switches/ITA/GX20124O48.pdf | Łącznik krzywkowy serii GX, wielopozycyjny 0-1-2-3, 2 pola, 20A, wykonanie modułowe do montażu na szynie DIN 35mm, z czarnym pokrętłem i tabliczką 45x54mm | http://datasheet.lovatoelectric.com/Rotary_cam_switches/POL/GX20124O48.pdf | Rotary cam switch GX series, multi-step 0-1-2-3, 2 poles 20A, modular service cover for 35mm DIN reail mounting with black handle, front plate 45X54mm | http://datasheet.lovatoelectric.com/Rotary_cam_switches/RON/GX20124O48.pdf
GX20124P |  |  | Enclosed rotary cam switch GX series, multi-step 0-1-2-3, 2 poles 20A in plastic enclosure 90X90mm with black handle | http://datasheet.lovatoelectric.com/Rotary_cam_switches/ENG/GX20124P.pdf | Commutatore a camme serie GX, multivia 0-1-2-3 2 poli da 20A in cassetta plastica 90X90mm con maniglia nera | http://datasheet.lovatoelectric.com/Rotary_cam_switches/ITA/GX20124P.pdf | Łącznik krzywkowy serii GX, wielopozycyjny 0-1-2-3, 2 pola, 20A, w obudowie 90x90mm i czarnym pokrętłem | http://datasheet.lovatoelectric.com/Rotary_cam_switches/POL/GX20124P.pdf | Enclosed rotary cam switch GX series, multi-step 0-1-2-3, 2 poles 20A in plastic enclosure 90X90mm with black handle | http://datasheet.lovatoelectric.com/Rotary_cam_switches/RON/GX20124P.pdf
GX20124U |  |  | Rotary cam switch GX series, multi-step 0-1-2-3, 2 poles 20A, for front mounting with black handle, front plate 48X48mm | http://datasheet.lovatoelectric.com/Rotary_cam_switches/ENG/GX20124U.pdf | Commutatore a camme serie GX, multivia 0-1-2-3 2 poli da 20A in esecuzione per montaggio frontale con maniglia nera, mostrina 48X48mm | http://datasheet.lovatoelectric.com/Rotary_cam_switches/ITA/GX20124U.pdf | Łącznik krzywkowy serii GX, wielopozycyjny 0-1-2-3, 2 pola, 20A, do montażu tablicowego, z czarnym pokrętłem i tabliczką 48x48mm | http://datasheet.lovatoelectric.com/Rotary_cam_switches/POL/GX20124U.pdf | Rotary cam switch GX series, multi-step 0-1-2-3, 2 poles 20A, for front mounting with black handle, front plate 48X48mm | http://datasheet.lovatoelectric.com/Rotary_cam_switches/RON/GX20124U.pdf
GX20124U47 |  |  | Rotary cam switch GX series, multi-step 0-1-2-3, 2 poles 20A, for snap on front mounting with black handle for hole Ø22mm fixing, front plate 48X48mm | http://datasheet.lovatoelectric.com/Rotary_cam_switches/ENG/GX20124U47.pdf | Commutatore a camme serie GX, multivia 0-1-2-3 2 poli da 20A in esecuzione per montaggio frontale con maniglia nera e fissaggio a scatto per foro diametro 22mm, mostrina 48X48mm | http://datasheet.lovatoelectric.com/Rotary_cam_switches/ITA/GX20124U47.pdf | Łącznik krzywkowy serii GX, wielopozycyjny 0-1-2-3, 2 pola, 20A, do montażu tablicowego w otworze 22mm z czarnym pokrętłem, montowanym na zatrzask do korpusu i tabliczką 48x48mm | http://datasheet.lovatoelectric.com/Rotary_cam_switches/POL/GX20124U47.pdf | Rotary cam switch GX series, multi-step 0-1-2-3, 2 poles 20A, for snap on front mounting with black handle for hole Ø22mm fixing, front plate 48X48mm | http://datasheet.lovatoelectric.com/Rotary_cam_switches/RON/GX20124U47.pdf
GX2012O |  |  | Rotary cam switch GX series, star-delta motor starter switch 20A, for rear mounting with black handle, front plate 48X48mm | http://datasheet.lovatoelectric.com/Rotary_cam_switches/ENG/GX2012O.pdf | Commutatore a camme serie GX, avviatore stella-triangolo da 20A in esecuzione per montaggio a fondo quadro con maniglia nera, mostrina 48X48mm | http://datasheet.lovatoelectric.com/Rotary_cam_switches/ITA/GX2012O.pdf | Łącznik krzywkowy serii GX, przełącznik gwiazda-trójkąt, 20A, do montażu wewnątrz szafy z czarnym pokrętłem i tabliczką 48x48mm | http://datasheet.lovatoelectric.com/Rotary_cam_switches/POL/GX2012O.pdf | Rotary cam switch GX series, star-delta motor starter switch 20A, for rear mounting with black handle, front plate 48X48mm | http://datasheet.lovatoelectric.com/Rotary_cam_switches/RON/GX2012O.pdf
GX2012O48 |  |  | Rotary cam switch GX series, star-delta motor starter switch 20A, modular service cover for 35mm DIN reail mounting with black handle, front plate 45X54mm | http://datasheet.lovatoelectric.com/Rotary_cam_switches/ENG/GX2012O48.pdf | Commutatore a camme serie GX, avviatore stella-triangolo da 20A in esecuzione modulare per montaggio su guida DIN con maniglia nera, mostrina 45X54mm | http://datasheet.lovatoelectric.com/Rotary_cam_switches/ITA/GX2012O48.pdf | Łącznik krzywkowy serii GX, przełącznik gwiazda-trójkąt, 20A, wykonanie modułowe do montażu na szynie DIN 35mm, z czarnym pokrętłem i tabliczką 45x54mm | http://datasheet.lovatoelectric.com/Rotary_cam_switches/POL/GX2012O48.pdf | Rotary cam switch GX series, star-delta motor starter switch 20A, modular service cover for 35mm DIN reail mounting with black handle, front plate 45X54mm | http://datasheet.lovatoelectric.com/Rotary_cam_switches/RON/GX2012O48.pdf
GX2012O88 |  |  | Rotary cam switch GX series, star-delta motor starter switch 20A, for rear mounting with red/yellow handle padlockable in 0, door coupling and protection covers, front plate 48X48mm | http://datasheet.lovatoelectric.com/Rotary_cam_switches/ENG/GX2012O88.pdf | Commutatore a camme serie GX, avviatore stella-triangolo da 20A in esecuzione per montaggio a fondo quadro con maniglia giallo/rossa lucchettabile in 0 con funzione blocco porta e copriterminali, mostrina 48X48mm | http://datasheet.lovatoelectric.com/Rotary_cam_switches/ITA/GX2012O88.pdf | Łącznik krzywkowy serii GX, przełącznik gwiazda-trójkąt, 20A, do montażu wewnątrz szafy, z żółto/czerwonym pokrętłem blokowanym w pozycji 0, trzpieniem, osłonami zacisków i tabliczką 48x48mm | http://datasheet.lovatoelectric.com/Rotary_cam_switches/POL/GX2012O88.pdf | Rotary cam switch GX series, star-delta motor starter switch 20A, for rear mounting with red/yellow handle padlockable in 0, door coupling and protection covers, front plate 48X48mm | http://datasheet.lovatoelectric.com/Rotary_cam_switches/RON/GX2012O88.pdf
GX2012P |  |  | Enclosed rotary cam switch GX series, star-delta motor starter switch 20A in plastic enclosure 90X90mm with black handle | http://datasheet.lovatoelectric.com/Rotary_cam_switches/ENG/GX2012P.pdf | Commutatore a camme serie GX, avviatore stella-triangolo da 20A in cassetta plastica 90X90mm con maniglia nera | http://datasheet.lovatoelectric.com/Rotary_cam_switches/ITA/GX2012P.pdf | Łącznik krzywkowy serii GX, przełącznik gwiazda-trójkąt, 20A, w obudowie 90x90mm i czarnym pokrętłem | http://datasheet.lovatoelectric.com/Rotary_cam_switches/POL/GX2012P.pdf | Enclosed rotary cam switch GX series, star-delta motor starter switch 20A in plastic enclosure 90X90mm with black handle | http://datasheet.lovatoelectric.com/Rotary_cam_switches/RON/GX2012P.pdf
GX2012P25 |  |  | Enclosed rotary cam switch GX series, star-delta motor starter, 20A in plastic enclosure 90X90mm with red/yellow handle | http://datasheet.lovatoelectric.com/Rotary_cam_switches/ENG/GX2012P25.pdf | Commutatore a camme serie GX, avviatore stella-triangolo da 20A in cassetta plastica 90X90mm con maniglia giallo/rossa | http://datasheet.lovatoelectric.com/Rotary_cam_switches/ITA/GX2012P25.pdf | Łącznik krzywkowy serii GX, przełącznik gwiazda-trójkąt, 20A, w obudowie 90x90mm i żółto/czerwonym pokrętłem | http://datasheet.lovatoelectric.com/Rotary_cam_switches/POL/GX2012P25.pdf | Enclosed rotary cam switch GX series, star-delta motor starter, 20A in plastic enclosure 90X90mm with red/yellow handle | http://datasheet.lovatoelectric.com/Rotary_cam_switches/RON/GX2012P25.pdf
GX2012U |  |  | Rotary cam switch GX series, star-delta motor starter switch 20A, for front mounting with black handle, front plate 48X48mm | http://datasheet.lovatoelectric.com/Rotary_cam_switches/ENG/GX2012U.pdf | Commutatore a camme serie GX, avviatore stella-triangolo da 20A in esecuzione per montaggio frontale con maniglia nera, mostrina 48X48mm | http://datasheet.lovatoelectric.com/Rotary_cam_switches/ITA/GX2012U.pdf | Łącznik krzywkowy serii GX, przełącznik gwiazda-trójkąt, 20A, do montażu tablicowego, z czarnym pokrętłem i tabliczką 48x48mm | http://datasheet.lovatoelectric.com/Rotary_cam_switches/POL/GX2012U.pdf | Rotary cam switch GX series, star-delta motor starter switch 20A, for front mounting with black handle, front plate 48X48mm | http://datasheet.lovatoelectric.com/Rotary_cam_switches/RON/GX2012U.pdf
GX2012U25 |  |  | Rotary cam switch GX series, star-delta motor starter switch 20A, for front mounting with red/yellow handle padlockable in 0 and protection covers, front plate 48X48mm | http://datasheet.lovatoelectric.com/Rotary_cam_switches/ENG/GX2012U25.pdf | Commutatore a camme serie GX, avviatore stella-triangolo da 20A in esecuzione per montaggio frontale con maniglia giallo/rossa lucchettabile in 0 e copriterminali, mostrina 48X48mm | http://datasheet.lovatoelectric.com/Rotary_cam_switches/ITA/GX2012U25.pdf | Łącznik krzywkowy serii GX, przełącznik gwiazda-trójkąt, 20A, do montażu tablicowego, z żółto/czerwonym pokrętłem blokowanym w pozycji 0, osłonami zacisków i tabliczką 48x48mm | http://datasheet.lovatoelectric.com/Rotary_cam_switches/POL/GX2012U25.pdf | Rotary cam switch GX series, star-delta motor starter switch 20A, for front mounting with red/yellow handle padlockable in 0 and protection covers, front plate 48X48mm | http://datasheet.lovatoelectric.com/Rotary_cam_switches/RON/GX2012U25.pdf
GX2012U47 |  |  | Rotary cam switch GX series, star-delta motor starter switch 20A, modular service cover for 35mm DIN reail mounting with black handle, front plate 48X48mm | http://datasheet.lovatoelectric.com/Rotary_cam_switches/ENG/GX2012U47.pdf | Commutatore a camme serie GX, avviatore stella-triangolo da 20A in esecuzione modulare per montaggio su guida DIN con maniglia nera, mostrina 48X48mm | http://datasheet.lovatoelectric.com/Rotary_cam_switches/ITA/GX2012U47.pdf | Łącznik krzywkowy serii GX, przełącznik gwiazda-trójkąt, 20A, wykonanie do montażu tablicowego, z czarnym pokrętłem, montowanym na zatrzask i tabliczką 48x48mm | http://datasheet.lovatoelectric.com/Rotary_cam_switches/POL/GX2012U47.pdf | Rotary cam switch GX series, star-delta motor starter switch 20A, modular service cover for 35mm DIN reail mounting with black handle, front plate 48X48mm | http://datasheet.lovatoelectric.com/Rotary_cam_switches/RON/GX2012U47.pdf
GX20135O |  |  | Rotary cam switch GX series, multi-step 0-1-2, 3 poles 20A, for rear mounting with black handle, front plate 48X48mm | http://datasheet.lovatoelectric.com/Rotary_cam_switches/ENG/GX20135O.pdf | Commutatore a camme serie GX, multivia 0-1-2 3 poli da 20A in esecuzione per montaggio a fondo quadro con maniglia nera, mostrina 48X48mm | http://datasheet.lovatoelectric.com/Rotary_cam_switches/ITA/GX20135O.pdf | Łącznik krzywkowy serii GX, wielopozycyjny 0-1-2, 3 pola, 20A, do montażu wewnątrz szafy z czarnym pokrętłem i tabliczką 48x48mm | http://datasheet.lovatoelectric.com/Rotary_cam_switches/POL/GX20135O.pdf | Rotary cam switch GX series, multi-step 0-1-2, 3 poles 20A, for rear mounting with black handle, front plate 48X48mm | http://datasheet.lovatoelectric.com/Rotary_cam_switches/RON/GX20135O.pdf
GX20135O48 |  |  | Rotary cam switch GX series, multi-step 0-1-2, 3 poles 20A, modular service cover for 35mm DIN reail mounting with black handle, front plate 45X54mm | http://datasheet.lovatoelectric.com/Rotary_cam_switches/ENG/GX20135O48.pdf | Commutatore a camme serie GX, multivia 0-1-2 3 poli da 20A in esecuzione modulare per montaggio su guida DIN con maniglia nera, mostrina 45X54mm | http://datasheet.lovatoelectric.com/Rotary_cam_switches/ITA/GX20135O48.pdf | Łącznik krzywkowy serii GX, wielopozycyjny 0-1-2, 3 pola, 20A, wykonanie modułowe do montażu na szynie DIN 35mm, z czarnym pokrętłem i tabliczką 45x54mm | http://datasheet.lovatoelectric.com/Rotary_cam_switches/POL/GX20135O48.pdf | Rotary cam switch GX series, multi-step 0-1-2, 3 poles 20A, modular service cover for 35mm DIN reail mounting with black handle, front plate 45X54mm | http://datasheet.lovatoelectric.com/Rotary_cam_switches/RON/GX20135O48.pdf
GX20135P |  |  | Enclosed rotary cam switch GX series, multi-step 0-1-2, 3 poles 20A in plastic enclosure 90X90mm with black handle | http://datasheet.lovatoelectric.com/Rotary_cam_switches/ENG/GX20135P.pdf | Commutatore a camme serie GX, multivia 0-1-2 3 poli da 20A in cassetta plastica 90X90mm con maniglia nera | http://datasheet.lovatoelectric.com/Rotary_cam_switches/ITA/GX20135P.pdf | Łącznik krzywkowy serii GX, wielopozycyjny 0-1-2, 3 pola, 20A, w obudowie 90x90mm i czarnym pokrętłem | http://datasheet.lovatoelectric.com/Rotary_cam_switches/POL/GX20135P.pdf | Enclosed rotary cam switch GX series, multi-step 0-1-2, 3 poles 20A in plastic enclosure 90X90mm with black handle | http://datasheet.lovatoelectric.com/Rotary_cam_switches/RON/GX20135P.pdf
GX20135U |  |  | Rotary cam switch GX series, multi-step 0-1-2, 3 poles 20A, for front mounting with black handle, front plate 48X48mm | http://datasheet.lovatoelectric.com/Rotary_cam_switches/ENG/GX20135U.pdf | Commutatore a camme serie GX, multivia 0-1-2 3 poli da 20A in esecuzione per montaggio frontale con maniglia nera, mostrina 48X48mm | http://datasheet.lovatoelectric.com/Rotary_cam_switches/ITA/GX20135U.pdf | Łącznik krzywkowy serii GX, wielopozycyjny 0-1-2, 3 pola, 20A, do montażu tablicowego, z czarnym pokrętłem i tabliczką 48x48mm | http://datasheet.lovatoelectric.com/Rotary_cam_switches/POL/GX20135U.pdf | Rotary cam switch GX series, multi-step 0-1-2, 3 poles 20A, for front mounting with black handle, front plate 48X48mm | http://datasheet.lovatoelectric.com/Rotary_cam_switches/RON/GX20135U.pdf
GX20135U47 |  |  | Rotary cam switch GX series, multi-step 0-1-2, 3 poles 20A, for snap on front mounting with black handle for hole Ø22mm fixing, front plate 48X48mm | http://datasheet.lovatoelectric.com/Rotary_cam_switches/ENG/GX20135U47.pdf | Commutatore a camme serie GX, multivia 0-1-2 3 poli da 20A in esecuzione per montaggio frontale con maniglia nera e fissaggio a scatto per foro diametro 22mm, mostrina 48X48mm | http://datasheet.lovatoelectric.com/Rotary_cam_switches/ITA/GX20135U47.pdf | Łącznik krzywkowy serii GX, wielopozycyjny 0-1-2, 3 pola, 20A, do montażu tablicowego w otworze 22mm z czarnym pokrętłem, montowanym na zatrzask do korpusu i tabliczką 48x48mm | http://datasheet.lovatoelectric.com/Rotary_cam_switches/POL/GX20135U47.pdf | Rotary cam switch GX series, multi-step 0-1-2, 3 poles 20A, for snap on front mounting with black handle for hole Ø22mm fixing, front plate 48X48mm | http://datasheet.lovatoelectric.com/Rotary_cam_switches/RON/GX20135U47.pdf
GX20136O |  |  | Rotary cam switch GX series, multi-step 0-1-2-3, 3 poles 20A, for rear mounting with black handle, front plate 48X48mm | http://datasheet.lovatoelectric.com/Rotary_cam_switches/ENG/GX20136O.pdf | Commutatore a camme serie GX, multivia 0-1-2-3 3 poli da 20A in esecuzione per montaggio a fondo quadro con maniglia nera, mostrina 48X48mm | http://datasheet.lovatoelectric.com/Rotary_cam_switches/ITA/GX20136O.pdf | Łącznik krzywkowy serii GX, wielopozycyjny 0-1-2-3, 3 pola, 20A, do montażu wewnątrz szafy z czarnym pokrętłem i tabliczką 48x48mm | http://datasheet.lovatoelectric.com/Rotary_cam_switches/POL/GX20136O.pdf | Rotary cam switch GX series, multi-step 0-1-2-3, 3 poles 20A, for rear mounting with black handle, front plate 48X48mm | http://datasheet.lovatoelectric.com/Rotary_cam_switches/RON/GX20136O.pdf
GX20136O48 |  |  | Rotary cam switch GX series, multi-step 0-1-2-3, 3 poles 20A, modular service cover for 35mm DIN reail mounting with black handle, front plate 45X54mm | http://datasheet.lovatoelectric.com/Rotary_cam_switches/ENG/GX20136O48.pdf | Commutatore a camme serie GX, multivia 0-1-2-3 3 poli da 20A in esecuzione modulare per montaggio su guida DIN con maniglia nera, mostrina 45X54mm | http://datasheet.lovatoelectric.com/Rotary_cam_switches/ITA/GX20136O48.pdf | Łącznik krzywkowy serii GX, wielopozycyjny 0-1-2-3, 3 pola, 20A, wykonanie modułowe do montażu na szynie DIN 35mm, z czarnym pokrętłem i tabliczką 45x54mm | http://datasheet.lovatoelectric.com/Rotary_cam_switches/POL/GX20136O48.pdf | Rotary cam switch GX series, multi-step 0-1-2-3, 3 poles 20A, modular service cover for 35mm DIN reail mounting with black handle, front plate 45X54mm | http://datasheet.lovatoelectric.com/Rotary_cam_switches/RON/GX20136O48.pdf
GX20136P |  |  | Enclosed rotary cam switch GX series, multi-step 0-1-2-3, 3 poles 20A in plastic enclosure 90X90mm with black handle | http://datasheet.lovatoelectric.com/Rotary_cam_switches/ENG/GX20136P.pdf | Commutatore a camme serie GX, multivia 0-1-2-3 3 poli da 20A in cassetta plastica 90X90mm con maniglia nera | http://datasheet.lovatoelectric.com/Rotary_cam_switches/ITA/GX20136P.pdf | Łącznik krzywkowy serii GX, wielopozycyjny 0-1-2-3, 3 pola, 20A, w obudowie 90x90mm i czarnym pokrętłem | http://datasheet.lovatoelectric.com/Rotary_cam_switches/POL/GX20136P.pdf | Enclosed rotary cam switch GX series, multi-step 0-1-2-3, 3 poles 20A in plastic enclosure 90X90mm with black handle | http://datasheet.lovatoelectric.com/Rotary_cam_switches/RON/GX20136P.pdf
GX20136U |  |  | Rotary cam switch GX series, multi-step 0-1-2-3, 3 poles 20A, for front mounting with black handle, front plate 48X48mm | http://datasheet.lovatoelectric.com/Rotary_cam_switches/ENG/GX20136U.pdf | Commutatore a camme serie GX, multivia 0-1-2-3 3 poli da 20A in esecuzione per montaggio frontale con maniglia nera, mostrina 48X48mm | http://datasheet.lovatoelectric.com/Rotary_cam_switches/ITA/GX20136U.pdf | Łącznik krzywkowy serii GX, wielopozycyjny 0-1-2-3, 3 pola, 20A, do montażu tablicowego, z czarnym pokrętłem i tabliczką 48x48mm | http://datasheet.lovatoelectric.com/Rotary_cam_switches/POL/GX20136U.pdf | Rotary cam switch GX series, multi-step 0-1-2-3, 3 poles 20A, for front mounting with black handle, front plate 48X48mm | http://datasheet.lovatoelectric.com/Rotary_cam_switches/RON/GX20136U.pdf
GX20136U47 |  |  | Rotary cam switch GX series, multi-step 0-1-2-3, 3 poles 20A, for snap on front mounting with black handle for hole Ø22mm fixing, front plate 48X48mm | http://datasheet.lovatoelectric.com/Rotary_cam_switches/ENG/GX20136U47.pdf | Commutatore a camme serie GX, multivia 0-1-2-3 3 poli da 20A in esecuzione per montaggio frontale con maniglia nera e fissaggio a scatto per foro diametro 22mm, mostrina 48X48mm | http://datasheet.lovatoelectric.com/Rotary_cam_switches/ITA/GX20136U47.pdf | Łącznik krzywkowy serii GX, wielopozycyjny 0-1-2-3, 3 pola, 20A, do montażu tablicowego w otworze 22mm z czarnym pokrętłem, montowanym na zatrzask do korpusu i tabliczką 48x48mm | http://datasheet.lovatoelectric.com/Rotary_cam_switches/POL/GX20136U47.pdf | Rotary cam switch GX series, multi-step 0-1-2-3, 3 poles 20A, for snap on front mounting with black handle for hole Ø22mm fixing, front plate 48X48mm | http://datasheet.lovatoelectric.com/Rotary_cam_switches/RON/GX20136U47.pdf
GX2013O |  |  | Rotary cam switch GX series, Dahlander motor control switch 1-0-2, 20A, for rear mounting with black handle, front plate 48X48mm | http://datasheet.lovatoelectric.com/Rotary_cam_switches/ENG/GX2013O.pdf | Commutatore a camme serie GX, avviatore per motori Dahlander 1-0-2 da 20A in esecuzione per montaggio a fondo quadro con maniglia nera, mostrina 48X48mm | http://datasheet.lovatoelectric.com/Rotary_cam_switches/ITA/GX2013O.pdf | Łącznik krzywkowy serii GX, przełącznik silnika dwubiegunowego 1-0-2, układ Dahlandera, 20A, do montażu wewnątrz szafy z czarnym pokrętłem i tabliczką 48x48mm | http://datasheet.lovatoelectric.com/Rotary_cam_switches/POL/GX2013O.pdf | Rotary cam switch GX series, Dahlander motor control switch 1-0-2, 20A, for rear mounting with black handle, front plate 48X48mm | http://datasheet.lovatoelectric.com/Rotary_cam_switches/RON/GX2013O.pdf
GX2013O48 |  |  | Rotary cam switch GX series, Dahlander motor control switch 1-0-2, 20A, modular service cover for 35mm DIN reail mounting with black handle, front plate 45X54mm | http://datasheet.lovatoelectric.com/Rotary_cam_switches/ENG/GX2013O48.pdf | Commutatore a camme serie GX, avviatore per motori Dahlander 1-0-2 da 20A in esecuzione modulare per montaggio su guida DIN con maniglia nera, mostrina 45X54mm | http://datasheet.lovatoelectric.com/Rotary_cam_switches/ITA/GX2013O48.pdf | Łącznik krzywkowy serii GX, przełącznik silnika dwubiegunowego 1-0-2, układ Dahlandera, 20A, wykonanie modułowe do montażu na szynie DIN 35mm, z czarnym pokrętłem i tabliczką 45x54mm | http://datasheet.lovatoelectric.com/Rotary_cam_switches/POL/GX2013O48.pdf | Rotary cam switch GX series, Dahlander motor control switch 1-0-2, 20A, modular service cover for 35mm DIN reail mounting with black handle, front plate 45X54mm | http://datasheet.lovatoelectric.com/Rotary_cam_switches/RON/GX2013O48.pdf
GX2013O88 |  |  | Rotary cam switch GX series, Dahlander motor control switch 1-0-2, 20A, for rear mounting with red/yellow handle padlockable in 0, door coupling and protection covers, front plate 48X48mm | http://datasheet.lovatoelectric.com/Rotary_cam_switches/ENG/GX2013O88.pdf | Commutatore a camme serie GX, avviatore per motori Dahlander 1-0-2 da 20A in esecuzione per montaggio a fondo quadro con maniglia giallo/rossa lucchettabile in 0 con funzione blocco porta e copriterminali, mostrina 48X48mm | http://datasheet.lovatoelectric.com/Rotary_cam_switches/ITA/GX2013O88.pdf | Łącznik krzywkowy serii GX, przełącznik silnika dwubiegunowego 1-0-2, układ Dahlandera, 20A, do montażu wewnątrz szafy, z żółto/czerwonym pokrętłem blokowanym w pozycji 0, trzpieniem, osłonami zacisków i tabliczką 48x48mm | http://datasheet.lovatoelectric.com/Rotary_cam_switches/POL/GX2013O88.pdf | Rotary cam switch GX series, Dahlander motor control switch 1-0-2, 20A, for rear mounting with red/yellow handle padlockable in 0, door coupling and protection covers, front plate 48X48mm | http://datasheet.lovatoelectric.com/Rotary_cam_switches/RON/GX2013O88.pdf
GX2013P |  |  | Enclosed rotary cam switch 7GX series, Dahlander motor control switch 1-0-2, 20A in plastic enclosure 90X90mm with black handle | http://datasheet.lovatoelectric.com/Rotary_cam_switches/ENG/GX2013P.pdf | Commutatore a camme serie GX, avviatore per motori Dahlander 1-0-2 da 20A in cassetta plastica 90X90mm con maniglia nera | http://datasheet.lovatoelectric.com/Rotary_cam_switches/ITA/GX2013P.pdf | Łącznik krzywkowy serii 7GX, przełącznik silnika dwubiegunowego 1-0-2, układ Dahlandera, 20A, w obudowie 90x90mm i czarnym pokrętłem | http://datasheet.lovatoelectric.com/Rotary_cam_switches/POL/GX2013P.pdf | Enclosed rotary cam switch 7GX series, Dahlander motor control switch 1-0-2, 20A in plastic enclosure 90X90mm with black handle | http://datasheet.lovatoelectric.com/Rotary_cam_switches/RON/GX2013P.pdf
GX2013P25 |  |  | Enclosed rotary cam switch GX series, Dahlander motor control switch 1-0-2, 20A in plastic enclosure 90X90mm with red/yellow handle | http://datasheet.lovatoelectric.com/Rotary_cam_switches/ENG/GX2013P25.pdf | Commutatore a camme serie GX, avviatore per motori Dahlander 1-0-2 da 20A in cassetta plastica 90X90mm con maniglia giallo/rossa | http://datasheet.lovatoelectric.com/Rotary_cam_switches/ITA/GX2013P25.pdf | Łącznik krzywkowy serii GX, przełącznik silnika dwubiegunowego 1-0-2, układ Dahlandera, 20A, w obudowie 90x90mm i żółto/czerwonym pokrętłem | http://datasheet.lovatoelectric.com/Rotary_cam_switches/POL/GX2013P25.pdf | Enclosed rotary cam switch GX series, Dahlander motor control switch 1-0-2, 20A in plastic enclosure 90X90mm with red/yellow handle | http://datasheet.lovatoelectric.com/Rotary_cam_switches/RON/GX2013P25.pdf
GX2013U |  |  | Rotary cam switch GX series, Dahlander motor control switch 1-0-2, 20A, for front mounting with black handle, front plate 48X48mm | http://datasheet.lovatoelectric.com/Rotary_cam_switches/ENG/GX2013U.pdf | Commutatore a camme serie GX, avviatore per motori Dahlander 1-0-2 da 20A in esecuzione per montaggio frontale con maniglia nera, mostrina 48X48mm | http://datasheet.lovatoelectric.com/Rotary_cam_switches/ITA/GX2013U.pdf | Łącznik krzywkowy serii GX, przełącznik silnika dwubiegunowego 1-0-2, układ Dahlandera, 20A, do montażu tablicowego, z czarnym pokrętłem i tabliczką 48x48mm | http://datasheet.lovatoelectric.com/Rotary_cam_switches/POL/GX2013U.pdf | Rotary cam switch GX series, Dahlander motor control switch 1-0-2, 20A, for front mounting with black handle, front plate 48X48mm | http://datasheet.lovatoelectric.com/Rotary_cam_switches/RON/GX2013U.pdf
GX2013U25 |  |  | Rotary cam switch GX series, Dahlander motor control switch 1-0-2, 20A, for front mounting with red/yellow handle padlockable in 0 and protection covers, front plate 48X48mm | http://datasheet.lovatoelectric.com/Rotary_cam_switches/ENG/GX2013U25.pdf | Commutatore a camme serie GX, avviatore per motori Dahlander 1-0-2 da 20A in esecuzione per montaggio frontale con maniglia giallo/rossa lucchettabile in 0 e copriterminali, mostrina 48X48mm | http://datasheet.lovatoelectric.com/Rotary_cam_switches/ITA/GX2013U25.pdf | Łącznik krzywkowy serii GX, przełącznik silnika dwubiegunowego 1-0-2, układ Dahlandera, 20A, do montażu tablicowego, z żółto/czerwonym pokrętłem blokowanym w pozycji 0, osłonami zacisków i tabliczką 48x48mm | http://datasheet.lovatoelectric.com/Rotary_cam_switches/POL/GX2013U25.pdf | Rotary cam switch GX series, Dahlander motor control switch 1-0-2, 20A, for front mounting with red/yellow handle padlockable in 0 and protection covers, front plate 48X48mm | http://datasheet.lovatoelectric.com/Rotary_cam_switches/RON/GX2013U25.pdf
GX2013U47 |  |  | Rotary cam switch GX series, Dahlander motor control switch 1-0-2, 20A, modular service cover for 35mm DIN reail mounting with black handle, front plate 48X48mm | http://datasheet.lovatoelectric.com/Rotary_cam_switches/ENG/GX2013U47.pdf | Commutatore a camme serie GX, avviatore per motori Dahlander 1-0-2 da 20A in esecuzione modulare per montaggio su guida DIN con maniglia nera, mostrina 48X48mm | http://datasheet.lovatoelectric.com/Rotary_cam_switches/ITA/GX2013U47.pdf | Łącznik krzywkowy serii GX, przełącznik silnika dwubiegunowego 1-0-2, układ Dahlandera, 20A, wykonanie do montażu tablicowego, z czarnym pokrętłem, montowanym na zatrzask i tabliczką 48x48mm | http://datasheet.lovatoelectric.com/Rotary_cam_switches/POL/GX2013U47.pdf | Rotary cam switch GX series, Dahlander motor control switch 1-0-2, 20A, modular service cover for 35mm DIN reail mounting with black handle, front plate 48X48mm | http://datasheet.lovatoelectric.com/Rotary_cam_switches/RON/GX2013U47.pdf
GX2019O |  |  | Rotary cam switch GX series, Dahlander motor control switch 0-1-2, 20A, for rear mounting with black handle, front plate 48X48mm | http://datasheet.lovatoelectric.com/Rotary_cam_switches/ENG/GX2019O.pdf | Commutatore a camme serie GX, avviatore per motori Dahlander 0-1-2 da 20A in esecuzione per montaggio a fondo quadro con maniglia nera, mostrina 48X48mm | http://datasheet.lovatoelectric.com/Rotary_cam_switches/ITA/GX2019O.pdf | Łącznik krzywkowy serii GX, przełącznik silnika dwubiegunowego 0-1-2, układ Dahlandera, 20A, do montażu wewnątrz szafy z czarnym pokrętłem i tabliczką 48x48mm | http://datasheet.lovatoelectric.com/Rotary_cam_switches/POL/GX2019O.pdf | Rotary cam switch GX series, Dahlander motor control switch 0-1-2, 20A, for rear mounting with black handle, front plate 48X48mm | http://datasheet.lovatoelectric.com/Rotary_cam_switches/RON/GX2019O.pdf
GX2019O48 |  |  | Rotary cam switch GX series, Dahlander motor control switch 0-1-2, 20A, modular service cover for 35mm DIN reail mounting with black handle, front plate 45X54mm | http://datasheet.lovatoelectric.com/Rotary_cam_switches/ENG/GX2019O48.pdf | Commutatore a camme serie GX, avviatore per motori Dahlander 0-1-2 da 20A in esecuzione modulare per montaggio su guida DIN con maniglia nera, mostrina 45X54mm | http://datasheet.lovatoelectric.com/Rotary_cam_switches/ITA/GX2019O48.pdf | Łącznik krzywkowy serii GX, przełącznik silnika dwubiegunowego 0-1-2, układ Dahlandera, 20A, wykonanie modułowe do montażu na szynie DIN 35mm, z czarnym pokrętłem i tabliczką 45x54mm | http://datasheet.lovatoelectric.com/Rotary_cam_switches/POL/GX2019O48.pdf | Rotary cam switch GX series, Dahlander motor control switch 0-1-2, 20A, modular service cover for 35mm DIN reail mounting with black handle, front plate 45X54mm | http://datasheet.lovatoelectric.com/Rotary_cam_switches/RON/GX2019O48.pdf
GX2019O88 |  |  | Rotary cam switch GX series, Dahlander motor control switch 0-1-2, 20A, for rear mounting with red/yellow handle padlockable in 0, door coupling and protection covers, front plate 48X48mm | http://datasheet.lovatoelectric.com/Rotary_cam_switches/ENG/GX2019O88.pdf | Commutatore a camme serie GX, avviatore per motori Dahlander 0-1-2 da 20A in esecuzione per montaggio a fondo quadro con maniglia giallo/rossa lucchettabile in 0 con funzione blocco porta e copriterminali, mostrina 48X48mm | http://datasheet.lovatoelectric.com/Rotary_cam_switches/ITA/GX2019O88.pdf | Łącznik krzywkowy serii GX, przełącznik silnika dwubiegunowego 0-1-2, układ Dahlandera, 20A, do montażu wewnątrz szafy, z żółto/czerwonym pokrętłem blokowanym w pozycji 0, trzpieniem, osłonami zacisków i tabliczką 48x48mm | http://datasheet.lovatoelectric.com/Rotary_cam_switches/POL/GX2019O88.pdf | Rotary cam switch GX series, Dahlander motor control switch 0-1-2, 20A, for rear mounting with red/yellow handle padlockable in 0, door coupling and protection covers, front plate 48X48mm | http://datasheet.lovatoelectric.com/Rotary_cam_switches/RON/GX2019O88.pdf
GX2019P |  |  | Enclosed rotary cam switch GX series, Dahlander motor control switch 0-1-2, 20A in plastic enclosure 90X90mm with black handle | http://datasheet.lovatoelectric.com/Rotary_cam_switches/ENG/GX2019P.pdf | Commutatore a camme serie GX, avviatore per motori Dahlander 0-1-2 da 20A in cassetta plastica 90X90mm con maniglia nera | http://datasheet.lovatoelectric.com/Rotary_cam_switches/ITA/GX2019P.pdf | Łącznik krzywkowy serii GX, przełącznik silnika dwubiegunowego 0-1-2, układ Dahlandera, 20A, w obudowie 90x90mm i czarnym pokrętłem | http://datasheet.lovatoelectric.com/Rotary_cam_switches/POL/GX2019P.pdf | Enclosed rotary cam switch GX series, Dahlander motor control switch 0-1-2, 20A in plastic enclosure 90X90mm with black handle | http://datasheet.lovatoelectric.com/Rotary_cam_switches/RON/GX2019P.pdf
GX2019P25 |  |  | Enclosed rotary cam switch GX series, Dahlander motor control switch 0-1-2, 20A in plastic enclosure 90X90mm with red/yellow handle | http://datasheet.lovatoelectric.com/Rotary_cam_switches/ENG/GX2019P25.pdf | Commutatore a camme serie GX, avviatore per motori Dahlander 0-1-2 da 20A in cassetta plastica 90X90mm con maniglia giallo/rossa | http://datasheet.lovatoelectric.com/Rotary_cam_switches/ITA/GX2019P25.pdf | Łącznik krzywkowy serii GX, przełącznik silnika dwubiegunowego 0-1-2, układ Dahlandera, 20A, w obudowie 90x90mm i żółto/czerwonym pokrętłem | http://datasheet.lovatoelectric.com/Rotary_cam_switches/POL/GX2019P25.pdf | Enclosed rotary cam switch GX series, Dahlander motor control switch 0-1-2, 20A in plastic enclosure 90X90mm with red/yellow handle | http://datasheet.lovatoelectric.com/Rotary_cam_switches/RON/GX2019P25.pdf
GX2019U |  |  | Rotary cam switch GX series, Dahlander motor control switch 0-1-2, 20A, for front mounting with black handle, front plate 48X48mm | http://datasheet.lovatoelectric.com/Rotary_cam_switches/ENG/GX2019U.pdf | Commutatore a camme serie GX, avviatore per motori Dahlander 0-1-2 da 20A in esecuzione per montaggio frontale con maniglia nera, mostrina 48X48mm | http://datasheet.lovatoelectric.com/Rotary_cam_switches/ITA/GX2019U.pdf | Łącznik krzywkowy serii GX, przełącznik silnika dwubiegunowego 0-1-2, układ Dahlandera, 20A, do montażu tablicowego, z czarnym pokrętłem i tabliczką 48x48mm | http://datasheet.lovatoelectric.com/Rotary_cam_switches/POL/GX2019U.pdf | Rotary cam switch GX series, Dahlander motor control switch 0-1-2, 20A, for front mounting with black handle, front plate 48X48mm | http://datasheet.lovatoelectric.com/Rotary_cam_switches/RON/GX2019U.pdf
GX2019U25 |  |  | Rotary cam switch GX series, Dahlander motor control switch 0-1-2, 20A, for front mounting with red/yellow handle padlockable in 0 and protection covers, front plate 48X48mm | http://datasheet.lovatoelectric.com/Rotary_cam_switches/ENG/GX2019U25.pdf | Commutatore a camme serie GX, avviatore per motori Dahlander 0-1-2 da 20A in esecuzione per montaggio frontale con maniglia giallo/rossa lucchettabile in 0 e copriterminali, mostrina 48X48mm | http://datasheet.lovatoelectric.com/Rotary_cam_switches/ITA/GX2019U25.pdf | Łącznik krzywkowy serii GX, przełącznik silnika dwubiegunowego 0-1-2, układ Dahlandera, 20A, do montażu tablicowego, z żółto/czerwonym pokrętłem blokowanym w pozycji 0, osłonami zacisków i tabliczką 48x48mm | http://datasheet.lovatoelectric.com/Rotary_cam_switches/POL/GX2019U25.pdf | Rotary cam switch GX series, Dahlander motor control switch 0-1-2, 20A, for front mounting with red/yellow handle padlockable in 0 and protection covers, front plate 48X48mm | http://datasheet.lovatoelectric.com/Rotary_cam_switches/RON/GX2019U25.pdf
GX2019U47 |  |  | Rotary cam switch GX series, Dahlander motor control switch 0-1-2, 20A, modular service cover for 35mm DIN reail mounting with black handle, front plate 48X48mm | http://datasheet.lovatoelectric.com/Rotary_cam_switches/ENG/GX2019U47.pdf | Commutatore a camme serie GX, avviatore per motori Dahlander 0-1-2 da 20A in esecuzione modulare per montaggio su guida DIN con maniglia nera, mostrina 48X48mm | http://datasheet.lovatoelectric.com/Rotary_cam_switches/ITA/GX2019U47.pdf | Łącznik krzywkowy serii GX, przełącznik silnika dwubiegunowego 0-1-2, układ Dahlandera, 20A, wykonanie do montażu tablicowego, z czarnym pokrętłem, montowanym na zatrzask i tabliczką 48x48mm | http://datasheet.lovatoelectric.com/Rotary_cam_switches/POL/GX2019U47.pdf | Rotary cam switch GX series, Dahlander motor control switch 0-1-2, 20A, modular service cover for 35mm DIN reail mounting with black handle, front plate 48X48mm | http://datasheet.lovatoelectric.com/Rotary_cam_switches/RON/GX2019U47.pdf
GX2020O |  |  | Rotary cam switch GX series, Dahlander motor 2-speed reversing switch, 20A, for rear mounting with black handle, front plate 48X48mm | http://datasheet.lovatoelectric.com/Rotary_cam_switches/ENG/GX2020O.pdf | Commutatore a camme serie GX, invertitore di marcia a 2 velocita' per motori Dahlander da 20A in esecuzione per montaggio a fondo quadro con maniglia nera, mostrina 48X48mm | http://datasheet.lovatoelectric.com/Rotary_cam_switches/ITA/GX2020O.pdf | Łącznik krzywkowy serii GX, przełącznik zmiany kirunku obrotów silnika dwubiegunowego, układ Dahlandera, 20A, do montażu wewnątrz szafy z czarnym pokrętłem i tabliczką 48x48mm | http://datasheet.lovatoelectric.com/Rotary_cam_switches/POL/GX2020O.pdf | Rotary cam switch GX series, Dahlander motor 2-speed reversing switch, 20A, for rear mounting with black handle, front plate 48X48mm | http://datasheet.lovatoelectric.com/Rotary_cam_switches/RON/GX2020O.pdf
GX2020O48 |  |  | Rotary cam switch GX series, Dahlander motor 2-speed reversing switch, 20A, modular service cover for 35mm DIN reail mounting with black handle, front plate 45X54mm | http://datasheet.lovatoelectric.com/Rotary_cam_switches/ENG/GX2020O48.pdf | Commutatore a camme serie GX, invertitore di marcia a 2 velocita' per motori Dahlander da 20A in esecuzione modulare per montaggio su guida DIN con maniglia nera, mostrina 45X54mm | http://datasheet.lovatoelectric.com/Rotary_cam_switches/ITA/GX2020O48.pdf | Łącznik krzywkowy serii GX, przełącznik zmiany kirunku obrotów silnika dwubiegunowego, układ Dahlandera, 20A, wykonanie modułowe do montażu na szynie DIN 35mm, z czarnym pokrętłem i tabliczką 45x54mm | http://datasheet.lovatoelectric.com/Rotary_cam_switches/POL/GX2020O48.pdf | Rotary cam switch GX series, Dahlander motor 2-speed reversing switch, 20A, modular service cover for 35mm DIN reail mounting with black handle, front plate 45X54mm | http://datasheet.lovatoelectric.com/Rotary_cam_switches/RON/GX2020O48.pdf
GX2020O88 |  |  | Rotary cam switch GX series, Dahlander motor 2-speed reversing switch, 20A, for rear mounting with red/yellow handle padlockable in 0, door coupling and protection covers, front plate 48X48mm | http://datasheet.lovatoelectric.com/Rotary_cam_switches/ENG/GX2020O88.pdf | Commutatore a camme serie GX, invertitore di marcia a 2 velocita' per motori Dahlander da 20A in esecuzione per montaggio a fondo quadro con maniglia giallo/rossa lucchettabile in 0 con funzione blocco porta e copriterminali, mostrina 48X48mm | http://datasheet.lovatoelectric.com/Rotary_cam_switches/ITA/GX2020O88.pdf | Łącznik krzywkowy serii GX, przełącznik zmiany kirunku obrotów silnika dwubiegunowego, układ Dahlandera, 20A, do montażu wewnątrz szafy, z żółto/czerwonym pokrętłem blokowanym w pozycji 0, trzpieniem, osłonami zacisków i tabliczką 48x48mm | http://datasheet.lovatoelectric.com/Rotary_cam_switches/POL/GX2020O88.pdf | Rotary cam switch GX series, Dahlander motor 2-speed reversing switch, 20A, for rear mounting with red/yellow handle padlockable in 0, door coupling and protection covers, front plate 48X48mm | http://datasheet.lovatoelectric.com/Rotary_cam_switches/RON/GX2020O88.pdf
GX2020U |  |  | Rotary cam switch GX series, Dahlander motor 2-speed reversing switch, 20A, for front mounting with black handle, front plate 48X48mm | http://datasheet.lovatoelectric.com/Rotary_cam_switches/ENG/GX2020U.pdf | Commutatore a camme serie GX, invertitore di marcia a 2 velocita' per motori Dahlander da 20A in esecuzione per montaggio frontale con maniglia nera, mostrina 48X48mm | http://datasheet.lovatoelectric.com/Rotary_cam_switches/ITA/GX2020U.pdf | Łącznik krzywkowy serii GX, przełącznik zmiany kirunku obrotów silnika dwubiegunowego, układ Dahlandera, 20A, do montażu tablicowego, z czarnym pokrętłem i tabliczką 48x48mm | http://datasheet.lovatoelectric.com/Rotary_cam_switches/POL/GX2020U.pdf | Rotary cam switch GX series, Dahlander motor 2-speed reversing switch, 20A, for front mounting with black handle, front plate 48X48mm | http://datasheet.lovatoelectric.com/Rotary_cam_switches/RON/GX2020U.pdf
GX2020U25 |  |  | Rotary cam switch GX series, Dahlander motor 2-speed reversing switch, 20A, for front mounting with red/yellow handle padlockable in 0 and protection covers, front plate 48X48mm | http://datasheet.lovatoelectric.com/Rotary_cam_switches/ENG/GX2020U25.pdf | Commutatore a camme serie GX, invertitore di marcia a 2 velocita' per motori Dahlander da 20A in esecuzione per montaggio frontale con maniglia giallo/rossa lucchettabile in 0 e copriterminali, mostrina 48X48mm | http://datasheet.lovatoelectric.com/Rotary_cam_switches/ITA/GX2020U25.pdf | Łącznik krzywkowy serii GX, przełącznik zmiany kirunku obrotów silnika dwubiegunowego, układ Dahlandera, 20A, do montażu tablicowego, z żółto/czerwonym pokrętłem blokowanym w pozycji 0, osłonami zacisków i tabliczką 48x48mm | http://datasheet.lovatoelectric.com/Rotary_cam_switches/POL/GX2020U25.pdf | Rotary cam switch GX series, Dahlander motor 2-speed reversing switch, 20A, for front mounting with red/yellow handle padlockable in 0 and protection covers, front plate 48X48mm | http://datasheet.lovatoelectric.com/Rotary_cam_switches/RON/GX2020U25.pdf
GX2020U47 |  |  | Rotary cam switch GX series, Dahlander motor 2-speed reversing switch, 20A, modular service cover for 35mm DIN reail mounting with black handle, front plate 48X48mm | http://datasheet.lovatoelectric.com/Rotary_cam_switches/ENG/GX2020U47.pdf | Commutatore a camme serie GX, invertitore di marcia a 2 velocita' per motori Dahlander da 20A in esecuzione modulare per montaggio su guida DIN con maniglia nera, mostrina 48X48mm | http://datasheet.lovatoelectric.com/Rotary_cam_switches/ITA/GX2020U47.pdf | Łącznik krzywkowy serii GX, przełącznik zmiany kirunku obrotów silnika dwubiegunowego, układ Dahlandera, 20A, wykonanie do montażu tablicowego, z czarnym pokrętłem, montowanym na zatrzask i tabliczką 48x48mm | http://datasheet.lovatoelectric.com/Rotary_cam_switches/POL/GX2020U47.pdf | Rotary cam switch GX series, Dahlander motor 2-speed reversing switch, 20A, modular service cover for 35mm DIN reail mounting with black handle, front plate 48X48mm | http://datasheet.lovatoelectric.com/Rotary_cam_switches/RON/GX2020U47.pdf
GX2025O |  |  | Rotary cam switch GX series, 1-phase motor reversing switch with spring return 20A, for rear mounting with black handle, front plate 48X48mm | http://datasheet.lovatoelectric.com/Rotary_cam_switches/ENG/GX2025O.pdf | Commutatore a camme serie GX, invertitore di marcia monofase con ritorno a molla da 20A in esecuzione per montaggio a fondo quadro con maniglia nera, mostrina 48X48mm | http://datasheet.lovatoelectric.com/Rotary_cam_switches/ITA/GX2025O.pdf | Łącznik krzywkowy serii GX, przełącznik zmiany kierunku obrotów silnika 1 fazowego, z powrotem do pozycji 0, 20A, do montażu wewnątrz szafy z czarnym pokrętłem i tabliczką 48x48mm | http://datasheet.lovatoelectric.com/Rotary_cam_switches/POL/GX2025O.pdf | Rotary cam switch GX series, 1-phase motor reversing switch with spring return 20A, for rear mounting with black handle, front plate 48X48mm | http://datasheet.lovatoelectric.com/Rotary_cam_switches/RON/GX2025O.pdf
GX2025O48 |  |  | Rotary cam switch GX series, 1-phase motor reversing switch with spring return 20A, modular service cover for 35mm DIN reail mounting with black handle, front plate 45X54mm | http://datasheet.lovatoelectric.com/Rotary_cam_switches/ENG/GX2025O48.pdf | Commutatore a camme serie GX, invertitore di marcia monofase con ritorno a molla da 20A in esecuzione modulare per montaggio su guida DIN con maniglia nera, mostrina 45X54mm | http://datasheet.lovatoelectric.com/Rotary_cam_switches/ITA/GX2025O48.pdf | Łącznik krzywkowy serii GX, przełącznik zmiany kierunku obrotów silnika 1 fazowego, z powrotem do pozycji 0, 20A, wykonanie modułowe do montażu na szynie DIN 35mm, z czarnym pokrętłem i tabliczką 45x54mm | http://datasheet.lovatoelectric.com/Rotary_cam_switches/POL/GX2025O48.pdf | Rotary cam switch GX series, 1-phase motor reversing switch with spring return 20A, modular service cover for 35mm DIN reail mounting with black handle, front plate 45X54mm | http://datasheet.lovatoelectric.com/Rotary_cam_switches/RON/GX2025O48.pdf
GX2025O88 |  |  | Rotary cam switch GX series, 1-phase motor reversing switch with spring return 20A, for rear mounting with red/yellow handle padlockable in 0, door coupling and protection covers, front plate 48X48mm | http://datasheet.lovatoelectric.com/Rotary_cam_switches/ENG/GX2025O88.pdf | Commutatore a camme serie GX, invertitore di marcia monofase con ritorno a molla da 20A in esecuzione per montaggio a fondo quadro con maniglia giallo/rossa lucchettabile in 0 con funzione blocco porta e copriterminali, mostrina 48X48mm | http://datasheet.lovatoelectric.com/Rotary_cam_switches/ITA/GX2025O88.pdf | Łącznik krzywkowy serii GX, przełącznik zmiany kierunku obrotów silnika 1 fazowego, z powrotem do pozycji 0, 20A, do montażu wewnątrz szafy, z żółto/czerwonym pokrętłem blokowanym w pozycji 0, trzpieniem, osłonami zacisków i tabliczką 48x48mm | http://datasheet.lovatoelectric.com/Rotary_cam_switches/POL/GX2025O88.pdf | Rotary cam switch GX series, 1-phase motor reversing switch with spring return 20A, for rear mounting with red/yellow handle padlockable in 0, door coupling and protection covers, front plate 48X48mm | http://datasheet.lovatoelectric.com/Rotary_cam_switches/RON/GX2025O88.pdf
GX2025P |  |  | Enclosed rotary cam switch GX series, 1-phase motor reversing switch with spring return 20A in plastic enclosure 90X90mm with black handle | http://datasheet.lovatoelectric.com/Rotary_cam_switches/ENG/GX2025P.pdf | Commutatore a camme serie GX, invertitore di marcia monofase con ritorno a molla da 20A in cassetta plastica 90X90mm con maniglia nera | http://datasheet.lovatoelectric.com/Rotary_cam_switches/ITA/GX2025P.pdf | Łącznik krzywkowy serii GX, przełącznik zmiany kierunku obrotów silnika 1 fazowego, z powrotem do pozycji 0, 20A, w obudowie 90x90mm i czarnym pokrętłem | http://datasheet.lovatoelectric.com/Rotary_cam_switches/POL/GX2025P.pdf | Enclosed rotary cam switch GX series, 1-phase motor reversing switch with spring return 20A in plastic enclosure 90X90mm with black handle | http://datasheet.lovatoelectric.com/Rotary_cam_switches/RON/GX2025P.pdf
GX2025P25 |  |  | Enclosed rotary cam switch GX series, 1-phase motor reversing switch with spring return 20A in plastic enclosure 90X90mm with red/yellow handle | http://datasheet.lovatoelectric.com/Rotary_cam_switches/ENG/GX2025P25.pdf | Commutatore a camme serie GX, invertitore di marcia monofase con ritorno a molla da 20A in cassetta plastica 90X90mm con maniglia giallo/rossa | http://datasheet.lovatoelectric.com/Rotary_cam_switches/ITA/GX2025P25.pdf | Łącznik krzywkowy serii GX, przełącznik zmiany kierunku obrotów silnika 1 fazowego, z powrotem do pozycji 0, 20A, w obudowie 90x90mm i żółto/czerwonym pokrętłem | http://datasheet.lovatoelectric.com/Rotary_cam_switches/POL/GX2025P25.pdf | Enclosed rotary cam switch GX series, 1-phase motor reversing switch with spring return 20A in plastic enclosure 90X90mm with red/yellow handle | http://datasheet.lovatoelectric.com/Rotary_cam_switches/RON/GX2025P25.pdf
GX2025U |  |  | Rotary cam switch GX series, 1-phase motor reversing switch with spring return 20A, for front mounting with black handle, front plate 48X48mm | http://datasheet.lovatoelectric.com/Rotary_cam_switches/ENG/GX2025U.pdf | Commutatore a camme serie GX, invertitore di marcia monofase con ritorno a molla da 20A in esecuzione per montaggio frontale con maniglia nera, mostrina 48X48mm | http://datasheet.lovatoelectric.com/Rotary_cam_switches/ITA/GX2025U.pdf | Łącznik krzywkowy serii GX, przełącznik zmiany kierunku obrotów silnika 1 fazowego, z powrotem do pozycji 0, 20A, do montażu tablicowego, z czarnym pokrętłem i tabliczką 48x48mm | http://datasheet.lovatoelectric.com/Rotary_cam_switches/POL/GX2025U.pdf | Rotary cam switch GX series, 1-phase motor reversing switch with spring return 20A, for front mounting with black handle, front plate 48X48mm | http://datasheet.lovatoelectric.com/Rotary_cam_switches/RON/GX2025U.pdf
GX2025U25 |  |  | Rotary cam switch GX series, 1-phase motor reversing switch with spring return 20A, for front mounting with red/yellow handle padlockable in 0 and protection covers, front plate 48X48mm | http://datasheet.lovatoelectric.com/Rotary_cam_switches/ENG/GX2025U25.pdf | Commutatore a camme serie GX, invertitore di marcia monofase con ritorno a molla da 20A in esecuzione per montaggio frontale con maniglia giallo/rossa lucchettabile in 0 e copriterminali, mostrina 48X48mm | http://datasheet.lovatoelectric.com/Rotary_cam_switches/ITA/GX2025U25.pdf | Łącznik krzywkowy serii GX, przełącznik zmiany kierunku obrotów silnika 1 fazowego, z powrotem do pozycji 0, 20A, do montażu tablicowego, z żółto/czerwonym pokrętłem blokowanym w pozycji 0, osłonami zacisków i tabliczką 48x48mm | http://datasheet.lovatoelectric.com/Rotary_cam_switches/POL/GX2025U25.pdf | Rotary cam switch GX series, 1-phase motor reversing switch with spring return 20A, for front mounting with red/yellow handle padlockable in 0 and protection covers, front plate 48X48mm | http://datasheet.lovatoelectric.com/Rotary_cam_switches/RON/GX2025U25.pdf
GX2025U47 |  |  | Rotary cam switch GX series, 1-phase motor reversing switch with spring return 20A, modular service cover for 35mm DIN reail mounting with black handle, front plate 48X48mm | http://datasheet.lovatoelectric.com/Rotary_cam_switches/ENG/GX2025U47.pdf | Commutatore a camme serie GX, invertitore di marcia monofase con ritorno a molla da 20A in esecuzione modulare per montaggio su guida DIN con maniglia nera, mostrina 48X48mm | http://datasheet.lovatoelectric.com/Rotary_cam_switches/ITA/GX2025U47.pdf | Łącznik krzywkowy serii GX, przełącznik zmiany kierunku obrotów silnika 1 fazowego, z powrotem do pozycji 0, 20A, wykonanie do montażu tablicowego, z czarnym pokrętłem, montowanym na zatrzask i tabliczką 48x48mm | http://datasheet.lovatoelectric.com/Rotary_cam_switches/POL/GX2025U47.pdf | Rotary cam switch GX series, 1-phase motor reversing switch with spring return 20A, modular service cover for 35mm DIN reail mounting with black handle, front plate 48X48mm | http://datasheet.lovatoelectric.com/Rotary_cam_switches/RON/GX2025U47.pdf
GX2026O |  |  | Rotary cam switch GX series, 3-phase motor reversing switch with spring return 20A, for rear mounting with black handle, front plate 48X48mm | http://datasheet.lovatoelectric.com/Rotary_cam_switches/ENG/GX2026O.pdf | Commutatore a camme serie GX, invertitore di marcia trifase con ritorno di molla da 20A in esecuzione per montaggio a fondo quadro con maniglia nera, mostrina 48X48mm | http://datasheet.lovatoelectric.com/Rotary_cam_switches/ITA/GX2026O.pdf | Łącznik krzywkowy serii GX, przełącznik zmiany kierunku obrotów silnika 3 fazowego, z powrotem do pozycji 0, 20A, do montażu wewnątrz szafy z czarnym pokrętłem i tabliczką 48x48mm | http://datasheet.lovatoelectric.com/Rotary_cam_switches/POL/GX2026O.pdf | Rotary cam switch GX series, 3-phase motor reversing switch with spring return 20A, for rear mounting with black handle, front plate 48X48mm | http://datasheet.lovatoelectric.com/Rotary_cam_switches/RON/GX2026O.pdf
GX2026O48 |  |  | Rotary cam switch GX series, 3-phase motor reversing switch with spring return 20A, modular service cover for 35mm DIN reail mounting with black handle, front plate 45X54mm | http://datasheet.lovatoelectric.com/Rotary_cam_switches/ENG/GX2026O48.pdf | Commutatore a camme serie GX, invertitore di marcia trifase con ritorno di molla da 20A in esecuzione modulare per montaggio su guida DIN con maniglia nera, mostrina 45X54mm | http://datasheet.lovatoelectric.com/Rotary_cam_switches/ITA/GX2026O48.pdf | Łącznik krzywkowy serii GX, przełącznik zmiany kierunku obrotów silnika 3 fazowego, z powrotem do pozycji 0, 20A, wykonanie modułowe do montażu na szynie DIN 35mm, z czarnym pokrętłem i tabliczką 45x54mm | http://datasheet.lovatoelectric.com/Rotary_cam_switches/POL/GX2026O48.pdf | Rotary cam switch GX series, 3-phase motor reversing switch with spring return 20A, modular service cover for 35mm DIN reail mounting with black handle, front plate 45X54mm | http://datasheet.lovatoelectric.com/Rotary_cam_switches/RON/GX2026O48.pdf
GX2026O88 |  |  | Rotary cam switch GX series, 3-phase motor reversing switch with spring return 20A, for rear mounting with red/yellow handle padlockable in 0, door coupling and protection covers, front plate 48X48mm | http://datasheet.lovatoelectric.com/Rotary_cam_switches/ENG/GX2026O88.pdf | Commutatore a camme serie GX, invertitore di marcia trifase con ritorno a molla da 20A in esecuzione per montaggio a fondo quadro con maniglia giallo/rossa lucchettabile in 0 con funzione blocco porta e copriterminali, mostrina 48X48mm | http://datasheet.lovatoelectric.com/Rotary_cam_switches/ITA/GX2026O88.pdf | Łącznik krzywkowy serii GX, przełącznik zmiany kierunku obrotów silnika 3 fazowego, z powrotem do pozycji 0, 20A, do montażu wewnątrz szafy, z żółto/czerwonym pokrętłem blokowanym w pozycji 0, trzpieniem, osłonami zacisków i tabliczką 48x48mm | http://datasheet.lovatoelectric.com/Rotary_cam_switches/POL/GX2026O88.pdf | Rotary cam switch GX series, 3-phase motor reversing switch with spring return 20A, for rear mounting with red/yellow handle padlockable in 0, door coupling and protection covers, front plate 48X48mm | http://datasheet.lovatoelectric.com/Rotary_cam_switches/RON/GX2026O88.pdf
GX2026P |  |  | Enclosed rotary cam switch GX series, 3-phase motor reversing switch with spring return 20A in plastic enclosure 90X90mm with black handle | http://datasheet.lovatoelectric.com/Rotary_cam_switches/ENG/GX2026P.pdf | Commutatore a camme serie GX, invertitore di marcia trifase con ritorno a molla da 20A in cassetta plastica 90X90mm con maniglia nera | http://datasheet.lovatoelectric.com/Rotary_cam_switches/ITA/GX2026P.pdf | Łącznik krzywkowy serii GX, przełącznik zmiany kierunku obrotów silnika 3 fazowego, z powrotem do pozycji 0, 20A, w obudowie 90x90mm i czarnym pokrętłem | http://datasheet.lovatoelectric.com/Rotary_cam_switches/POL/GX2026P.pdf | Enclosed rotary cam switch GX series, 3-phase motor reversing switch with spring return 20A in plastic enclosure 90X90mm with black handle | http://datasheet.lovatoelectric.com/Rotary_cam_switches/RON/GX2026P.pdf
GX2026P25 |  |  | Enclosed rotary cam switch GX series, 3-phase motor reversing switch with spring return 20A in plastic enclosure 90X90mm with red/yellow handle | http://datasheet.lovatoelectric.com/Rotary_cam_switches/ENG/GX2026P25.pdf | Commutatore a camme serie GX, invertitore di marcia trifase con ritorno a molla da 20A in cassetta plastica 90X90mm con maniglia giallo/rossa | http://datasheet.lovatoelectric.com/Rotary_cam_switches/ITA/GX2026P25.pdf | Łącznik krzywkowy serii GX, przełącznik zmiany kierunku obrotów silnika 3 fazowego, z powrotem do pozycji 0, 20A, w obudowie 90x90mm i żółto/czerwonym pokrętłem | http://datasheet.lovatoelectric.com/Rotary_cam_switches/POL/GX2026P25.pdf | Enclosed rotary cam switch GX series, 3-phase motor reversing switch with spring return 20A in plastic enclosure 90X90mm with red/yellow handle | http://datasheet.lovatoelectric.com/Rotary_cam_switches/RON/GX2026P25.pdf
GX2026U |  |  | Rotary cam switch GX series, 3-phase motor reversing switch with spring return 20A, for front mounting with black handle, front plate 48X48mm | http://datasheet.lovatoelectric.com/Rotary_cam_switches/ENG/GX2026U.pdf | Commutatore a camme serie GX, invertitore di marcia trifase con ritorno a molla da 20A in esecuzione per montaggio frontale con maniglia nera, mostrina 48X48mm | http://datasheet.lovatoelectric.com/Rotary_cam_switches/ITA/GX2026U.pdf | Łącznik krzywkowy serii GX, przełącznik zmiany kierunku obrotów silnika 3 fazowego, z powrotem do pozycji 0, 20A, do montażu tablicowego, z czarnym pokrętłem i tabliczką 48x48mm | http://datasheet.lovatoelectric.com/Rotary_cam_switches/POL/GX2026U.pdf | Rotary cam switch GX series, 3-phase motor reversing switch with spring return 20A, for front mounting with black handle, front plate 48X48mm | http://datasheet.lovatoelectric.com/Rotary_cam_switches/RON/GX2026U.pdf
GX2026U25 |  |  | Rotary cam switch GX series, 3-phase motor reversing switch with spring return 20A, for front mounting with red/yellow handle padlockable in 0 and protection covers, front plate 48X48mm | http://datasheet.lovatoelectric.com/Rotary_cam_switches/ENG/GX2026U25.pdf | Commutatore a camme serie GX, invertitore di marcia monofase con ritorno a molla da 20A in esecuzione per montaggio frontale con maniglia giallo/rossa lucchettabile in 0 e copriterminali, mostrina 48X48mm | http://datasheet.lovatoelectric.com/Rotary_cam_switches/ITA/GX2026U25.pdf | Łącznik krzywkowy serii GX, przełącznik zmiany kierunku obrotów silnika 3 fazowego, z powrotem do pozycji 0, 20A, do montażu tablicowego, z żółto/czerwonym pokrętłem blokowanym w pozycji 0, osłonami zacisków i tabliczką 48x48mm | http://datasheet.lovatoelectric.com/Rotary_cam_switches/POL/GX2026U25.pdf | Rotary cam switch GX series, 3-phase motor reversing switch with spring return 20A, for front mounting with red/yellow handle padlockable in 0 and protection covers, front plate 48X48mm | http://datasheet.lovatoelectric.com/Rotary_cam_switches/RON/GX2026U25.pdf
GX2026U47 |  |  | Rotary cam switch GX series, 3-phase motor reversing switch with spring return 20A, modular service cover for 35mm DIN reail mounting with black handle, front plate 48X48mm | http://datasheet.lovatoelectric.com/Rotary_cam_switches/ENG/GX2026U47.pdf | Commutatore a camme serie GX, invertitore di marcia trifase con ritorno di molla da 20A in esecuzione modulare per montaggio su guida DIN con maniglia nera, mostrina 48X48mm | http://datasheet.lovatoelectric.com/Rotary_cam_switches/ITA/GX2026U47.pdf | Łącznik krzywkowy serii GX, przełącznik zmiany kierunku obrotów silnika 3 fazowego, z powrotem do pozycji 0, 20A, wykonanie do montażu tablicowego, z czarnym pokrętłem, montowanym na zatrzask i tabliczką 48x48mm | http://datasheet.lovatoelectric.com/Rotary_cam_switches/POL/GX2026U47.pdf | Rotary cam switch GX series, 3-phase motor reversing switch with spring return 20A, modular service cover for 35mm DIN reail mounting with black handle, front plate 48X48mm | http://datasheet.lovatoelectric.com/Rotary_cam_switches/RON/GX2026U47.pdf
GX2051O |  |  | Rotary cam switch GX series, changeover switch 1 pole 20A, for rear mounting with black handle, front plate 48X48mm | http://datasheet.lovatoelectric.com/Rotary_cam_switches/ENG/GX2051O.pdf | Commutatore a camme serie GX, commutatore 1 polo da 20A in esecuzione per montaggio a fondo quadro con maniglia nera, mostrina 48X48mm | http://datasheet.lovatoelectric.com/Rotary_cam_switches/ITA/GX2051O.pdf | Łącznik krzywkowy serii GX, przełącznik sieci, 1 pole, 20A, do montażu wewnątrz szafy z czarnym pokrętłem i tabliczką 48x48mm | http://datasheet.lovatoelectric.com/Rotary_cam_switches/POL/GX2051O.pdf | Rotary cam switch GX series, changeover switch 1 pole 20A, for rear mounting with black handle, front plate 48X48mm | http://datasheet.lovatoelectric.com/Rotary_cam_switches/RON/GX2051O.pdf
GX2051O48 |  |  | Rotary cam switch GX series, changeover switch 1 pole 20A, modular service cover for 35mm DIN reail mounting with black handle, front plate 45X54mm | http://datasheet.lovatoelectric.com/Rotary_cam_switches/ENG/GX2051O48.pdf | Commutatore a camme serie GX, commutatore 1 polo da 20A in esecuzione modulare per montaggio su guida DIN con maniglia nera, mostrina 45X54mm | http://datasheet.lovatoelectric.com/Rotary_cam_switches/ITA/GX2051O48.pdf | Łącznik krzywkowy serii GX, przełącznik sieci, 1 pole, 20A, wykonanie modułowe do montażu na szynie DIN 35mm, z czarnym pokrętłem i tabliczką 45x54mm | http://datasheet.lovatoelectric.com/Rotary_cam_switches/POL/GX2051O48.pdf | Rotary cam switch GX series, changeover switch 1 pole 20A, modular service cover for 35mm DIN reail mounting with black handle, front plate 45X54mm | http://datasheet.lovatoelectric.com/Rotary_cam_switches/RON/GX2051O48.pdf
GX2051P |  |  | Enclosed rotary cam switch GX series, changeover switch 1 pole 20A in plastic enclosure 90X90mm with black handle | http://datasheet.lovatoelectric.com/Rotary_cam_switches/ENG/GX2051P.pdf | Commutatore a camme serie GX, commutatore 1 polo da 20A in cassetta plastica 90X90mm con maniglia nera | http://datasheet.lovatoelectric.com/Rotary_cam_switches/ITA/GX2051P.pdf | Łącznik krzywkowy serii GX, przełącznik sieci, 1 pole, 20A, w obudowie 90x90mm i czarnym pokrętłem | http://datasheet.lovatoelectric.com/Rotary_cam_switches/POL/GX2051P.pdf | Enclosed rotary cam switch GX series, changeover switch 1 pole 20A in plastic enclosure 90X90mm with black handle | http://datasheet.lovatoelectric.com/Rotary_cam_switches/RON/GX2051P.pdf
GX2051U |  |  | Rotary cam switch GX series, changeover switch 1 pole 20A, for front mounting with black handle, front plate 48X48mm | http://datasheet.lovatoelectric.com/Rotary_cam_switches/ENG/GX2051U.pdf | Commutatore a camme serie GX, commutatore 1 polo da 20A in esecuzione per montaggio frontale con maniglia nera, mostrina 48X48mm | http://datasheet.lovatoelectric.com/Rotary_cam_switches/ITA/GX2051U.pdf | Łącznik krzywkowy serii GX, przełącznik sieci, 1 pole, 20A, do montażu tablicowego, z czarnym pokrętłem i tabliczką 48x48mm | http://datasheet.lovatoelectric.com/Rotary_cam_switches/POL/GX2051U.pdf | Rotary cam switch GX series, changeover switch 1 pole 20A, for front mounting with black handle, front plate 48X48mm | http://datasheet.lovatoelectric.com/Rotary_cam_switches/RON/GX2051U.pdf
GX2051U11 |  |  | Rotary cam switch GX series, changeover switch 1 pole 20A, for front mounting with black handle without front plate for hole Ø22mm fixing | http://datasheet.lovatoelectric.com/Rotary_cam_switches/ENG/GX2051U11.pdf | Commutatore a camme serie GX, commutatore 1 polo da 20A in esecuzione per montaggio frontale con maniglia nera senza mostrina con fissaggio foro diametro 22mm | http://datasheet.lovatoelectric.com/Rotary_cam_switches/ITA/GX2051U11.pdf | Łącznik krzywkowy serii GX, przełącznik sieci, 1 pole, 20A, do montażu tablicowego w otworze 22mm, z czarnym pokrętłem bez tabliczki | http://datasheet.lovatoelectric.com/Rotary_cam_switches/POL/GX2051U11.pdf | Rotary cam switch GX series, changeover switch 1 pole 20A, for front mounting with black handle without front plate for hole Ø22mm fixing | http://datasheet.lovatoelectric.com/Rotary_cam_switches/RON/GX2051U11.pdf
GX2051U12 |  |  | Rotary cam switch GX series, changeover switch 1 pole 20A, for front mounting without front plate with key operation for hole Ø22mm fixing | http://datasheet.lovatoelectric.com/Rotary_cam_switches/ENG/GX2051U12.pdf | Commutatore a camme serie GX, commutatore 1 polo da 20A in esecuzione per montaggio frontale senza mostrina con comando a chiave e fissaggio foro diametro 22mm | http://datasheet.lovatoelectric.com/Rotary_cam_switches/ITA/GX2051U12.pdf | Łącznik krzywkowy serii GX, przełącznik sieci, 1 pole, 20A, do montażu tablicowego w otworze 22mm, sterowanie kluczem, bez tabliczki | http://datasheet.lovatoelectric.com/Rotary_cam_switches/POL/GX2051U12.pdf | Rotary cam switch GX series, changeover switch 1 pole 20A, for front mounting without front plate with key operation for hole Ø22mm fixing | http://datasheet.lovatoelectric.com/Rotary_cam_switches/RON/GX2051U12.pdf
GX2051U47 |  |  | Rotary cam switch GX series, changeover switch 1 pole 20A, for snap on front mounting with black handle for hole Ø22mm fixing, front plate 48X48mm | http://datasheet.lovatoelectric.com/Rotary_cam_switches/ENG/GX2051U47.pdf | Commutatore a camme serie GX, commutatore 1 polo da 20A in esecuzione per montaggio frontale con maniglia nera e fissaggio a scatto per foro diametro 22mm, mostrina 48X48mm | http://datasheet.lovatoelectric.com/Rotary_cam_switches/ITA/GX2051U47.pdf | Łącznik krzywkowy serii GX, przełącznik sieci, 1 pole, 20A, do montażu tablicowego w otworze 22mm z czarnym pokrętłem, montowanym na zatrzask do korpusu i tabliczką 48x48mm | http://datasheet.lovatoelectric.com/Rotary_cam_switches/POL/GX2051U47.pdf | Rotary cam switch GX series, changeover switch 1 pole 20A, for snap on front mounting with black handle for hole Ø22mm fixing, front plate 48X48mm | http://datasheet.lovatoelectric.com/Rotary_cam_switches/RON/GX2051U47.pdf
GX2052O |  |  | Rotary cam switch GX series, changeover switch 2 poles 20A, for rear mounting with black handle, front plate 48X48mm | http://datasheet.lovatoelectric.com/Rotary_cam_switches/ENG/GX2052O.pdf | Commutatore a camme serie GX, commutatore 2 poli da 20A in esecuzione per montaggio a fondo quadro con maniglia nera, mostrina 48X48mm | http://datasheet.lovatoelectric.com/Rotary_cam_switches/ITA/GX2052O.pdf | Łącznik krzywkowy serii GX, przełącznik sieci, 2 pola, 20A, do montażu wewnątrz szafy z czarnym pokrętłem i tabliczką 48x48mm | http://datasheet.lovatoelectric.com/Rotary_cam_switches/POL/GX2052O.pdf | Rotary cam switch GX series, changeover switch 2 poles 20A, for rear mounting with black handle, front plate 48X48mm | http://datasheet.lovatoelectric.com/Rotary_cam_switches/RON/GX2052O.pdf
GX2052O48 |  |  | Rotary cam switch GX series, changeover switch 2 poles 20A, modular service cover for 35mm DIN reail mounting with black handle, front plate 45X54mm | http://datasheet.lovatoelectric.com/Rotary_cam_switches/ENG/GX2052O48.pdf | Commutatore a camme serie GX, commutatore 2 poli da 20A in esecuzione modulare per montaggio su guida DIN con maniglia nera, mostrina 45X54mm | http://datasheet.lovatoelectric.com/Rotary_cam_switches/ITA/GX2052O48.pdf | Łącznik krzywkowy serii GX, przełącznik sieci, 2 pola, 20A, wykonanie modułowe do montażu na szynie DIN 35mm, z czarnym pokrętłem i tabliczką 45x54mm | http://datasheet.lovatoelectric.com/Rotary_cam_switches/POL/GX2052O48.pdf | Rotary cam switch GX series, changeover switch 2 poles 20A, modular service cover for 35mm DIN reail mounting with black handle, front plate 45X54mm | http://datasheet.lovatoelectric.com/Rotary_cam_switches/RON/GX2052O48.pdf
GX2052P |  |  | Enclosed rotary cam switch GX series, changeover switch 2 poles 20A in plastic enclosure 90X90mm with black handle | http://datasheet.lovatoelectric.com/Rotary_cam_switches/ENG/GX2052P.pdf | Commutatore a camme serie GX, commutatore 2 poli da 20A in cassetta plastica 90X90mm con maniglia nera | http://datasheet.lovatoelectric.com/Rotary_cam_switches/ITA/GX2052P.pdf | Łącznik krzywkowy serii GX, przełącznik sieci, 2 pola, 20A, w obudowie 90x90mm i czarnym pokrętłem | http://datasheet.lovatoelectric.com/Rotary_cam_switches/POL/GX2052P.pdf | Enclosed rotary cam switch GX series, changeover switch 2 poles 20A in plastic enclosure 90X90mm with black handle | http://datasheet.lovatoelectric.com/Rotary_cam_switches/RON/GX2052P.pdf
GX2052U |  |  | Rotary cam switch GX series, changeover switch 2 poles 20A, for front mounting with black handle, front plate 48X48mm | http://datasheet.lovatoelectric.com/Rotary_cam_switches/ENG/GX2052U.pdf | Commutatore a camme serie GX, commutatore 2 poli da 20A in esecuzione per montaggio frontale con maniglia nera, mostrina 48X48mm | http://datasheet.lovatoelectric.com/Rotary_cam_switches/ITA/GX2052U.pdf | Łącznik krzywkowy serii GX, przełącznik sieci, 2 pola, 20A, do montażu tablicowego, z czarnym pokrętłem i tabliczką 48x48mm | http://datasheet.lovatoelectric.com/Rotary_cam_switches/POL/GX2052U.pdf | Rotary cam switch GX series, changeover switch 2 poles 20A, for front mounting with black handle, front plate 48X48mm | http://datasheet.lovatoelectric.com/Rotary_cam_switches/RON/GX2052U.pdf
GX2052U11 |  |  | Rotary cam switch GX series, changeover switch 2 poles 20A, for front mounting with black handle without front plate for hole Ø22mm fixing | http://datasheet.lovatoelectric.com/Rotary_cam_switches/ENG/GX2052U11.pdf | Commutatore a camme serie GX, commutatore 2 poli da 20A in esecuzione per montaggio frontale con maniglia nera senza mostrina con fissaggio foro diametro 22mm | http://datasheet.lovatoelectric.com/Rotary_cam_switches/ITA/GX2052U11.pdf | Łącznik krzywkowy serii GX, przełącznik sieci, 2 pola, 20A, do montażu tablicowego w otworze 22mm, z czarnym pokrętłem bez tabliczki | http://datasheet.lovatoelectric.com/Rotary_cam_switches/POL/GX2052U11.pdf | Rotary cam switch GX series, changeover switch 2 poles 20A, for front mounting with black handle without front plate for hole Ø22mm fixing | http://datasheet.lovatoelectric.com/Rotary_cam_switches/RON/GX2052U11.pdf
GX2052U12 |  |  | Rotary cam switch GX series, changeover switch 2 poles 20A, for front mounting without front plate with key operation for hole Ø22mm fixing | http://datasheet.lovatoelectric.com/Rotary_cam_switches/ENG/GX2052U12.pdf | Commutatore a camme serie GX, commutatore 2 poli da 20A in esecuzione per montaggio frontale senza mostrina con comando a chiave e fissaggio foro diametro 22mm | http://datasheet.lovatoelectric.com/Rotary_cam_switches/ITA/GX2052U12.pdf | Łącznik krzywkowy serii GX, przełącznik sieci, 2 pola, 20A, do montażu tablicowego w otworze 22mm, sterowanie kluczem, bez tabliczki | http://datasheet.lovatoelectric.com/Rotary_cam_switches/POL/GX2052U12.pdf | Rotary cam switch GX series, changeover switch 2 poles 20A, for front mounting without front plate with key operation for hole Ø22mm fixing | http://datasheet.lovatoelectric.com/Rotary_cam_switches/RON/GX2052U12.pdf
GX2052U47 |  |  | Rotary cam switch GX series, changeover switch 2 poles 20A, for snap on front mounting with black handle for hole Ø22mm fixing, front plate 48X48mm | http://datasheet.lovatoelectric.com/Rotary_cam_switches/ENG/GX2052U47.pdf | Commutatore a camme serie GX, commutatore 2 poli da 20A in esecuzione per montaggio frontale con maniglia nera e fissaggio a scatto per foro diametro 22mm, mostrina 48X48mm | http://datasheet.lovatoelectric.com/Rotary_cam_switches/ITA/GX2052U47.pdf | Łącznik krzywkowy serii GX, przełącznik sieci, 2 pola, 20A, do montażu tablicowego w otworze 22mm z czarnym pokrętłem, montowanym na zatrzask do korpusu i tabliczką 48x48mm | http://datasheet.lovatoelectric.com/Rotary_cam_switches/POL/GX2052U47.pdf | Rotary cam switch GX series, changeover switch 2 poles 20A, for snap on front mounting with black handle for hole Ø22mm fixing, front plate 48X48mm | http://datasheet.lovatoelectric.com/Rotary_cam_switches/RON/GX2052U47.pdf
GX2053O |  |  | Rotary cam switch GX series, changeover switch 3 poles 20A, for rear mounting with black handle, front plate 48X48mm | http://datasheet.lovatoelectric.com/Rotary_cam_switches/ENG/GX2053O.pdf | Commutatore a camme serie GX, commutatore 3 poli da 20A in esecuzione per montaggio a fondo quadro con maniglia nera, mostrina 48X48mm | http://datasheet.lovatoelectric.com/Rotary_cam_switches/ITA/GX2053O.pdf | Łącznik krzywkowy serii GX, przełącznik sieci, 3 pola, 20A, do montażu wewnątrz szafy z czarnym pokrętłem i tabliczką 48x48mm | http://datasheet.lovatoelectric.com/Rotary_cam_switches/POL/GX2053O.pdf | Rotary cam switch GX series, changeover switch 3 poles 20A, for rear mounting with black handle, front plate 48X48mm | http://datasheet.lovatoelectric.com/Rotary_cam_switches/RON/GX2053O.pdf
GX2053O48 |  |  | Rotary cam switch GX series, changeover switch 3 poles 20A, modular service cover for 35mm DIN reail mounting with black handle, front plate 45X54mm | http://datasheet.lovatoelectric.com/Rotary_cam_switches/ENG/GX2053O48.pdf | Commutatore a camme serie GX, commutatore 3 poli da 20A in esecuzione modulare per montaggio su guida DIN con maniglia nera, mostrina 45X54mm | http://datasheet.lovatoelectric.com/Rotary_cam_switches/ITA/GX2053O48.pdf | Łącznik krzywkowy serii GX, przełącznik sieci, 3 pola, 20A, wykonanie modułowe do montażu na szynie DIN 35mm, z czarnym pokrętłem i tabliczką 45x54mm | http://datasheet.lovatoelectric.com/Rotary_cam_switches/POL/GX2053O48.pdf | Rotary cam switch GX series, changeover switch 3 poles 20A, modular service cover for 35mm DIN reail mounting with black handle, front plate 45X54mm | http://datasheet.lovatoelectric.com/Rotary_cam_switches/RON/GX2053O48.pdf
GX2053O88 |  |  |  | http://datasheet.lovatoelectric.com/Rotary_cam_switches/ENG/GX2053O88.pdf |  | http://datasheet.lovatoelectric.com/Rotary_cam_switches/ITA/GX2053O88.pdf |  | http://datasheet.lovatoelectric.com/Rotary_cam_switches/POL/GX2053O88.pdf |  | http://datasheet.lovatoelectric.com/Rotary_cam_switches/RON/GX2053O88.pdf
GX2053P |  |  | Enclosed rotary cam switch GX series, changeover switch 3 poles 20A in plastic enclosure 90X90mm with black handle | http://datasheet.lovatoelectric.com/Rotary_cam_switches/ENG/GX2053P.pdf | Commutatore a camme serie GX, commutatore 3 poli da 20A in cassetta plastica 90X90mm con maniglia nera | http://datasheet.lovatoelectric.com/Rotary_cam_switches/ITA/GX2053P.pdf | Łącznik krzywkowy serii GX, przełącznik sieci, 3 pola, 20A, w obudowie 90x90mm i czarnym pokrętłem | http://datasheet.lovatoelectric.com/Rotary_cam_switches/POL/GX2053P.pdf | Enclosed rotary cam switch GX series, changeover switch 3 poles 20A in plastic enclosure 90X90mm with black handle | http://datasheet.lovatoelectric.com/Rotary_cam_switches/RON/GX2053P.pdf
GX2053P25 |  |  |  | http://datasheet.lovatoelectric.com/Rotary_cam_switches/ENG/GX2053P25.pdf |  | http://datasheet.lovatoelectric.com/Rotary_cam_switches/ITA/GX2053P25.pdf |  | http://datasheet.lovatoelectric.com/Rotary_cam_switches/POL/GX2053P25.pdf |  | http://datasheet.lovatoelectric.com/Rotary_cam_switches/RON/GX2053P25.pdf
GX2053U |  |  | Rotary cam switch GX series, changeover switch 3 poles 20A, for front mounting with black handle, front plate 48X48mm | http://datasheet.lovatoelectric.com/Rotary_cam_switches/ENG/GX2053U.pdf | Commutatore a camme serie GX, commutatore 3 poli da 20A in esecuzione per montaggio frontale con maniglia nera, mostrina 48X48mm | http://datasheet.lovatoelectric.com/Rotary_cam_switches/ITA/GX2053U.pdf | Łącznik krzywkowy serii GX, przełącznik sieci, 3 pola, 20A, do montażu tablicowego, z czarnym pokrętłem i tabliczką 48x48mm | http://datasheet.lovatoelectric.com/Rotary_cam_switches/POL/GX2053U.pdf | Rotary cam switch GX series, changeover switch 3 poles 20A, for front mounting with black handle, front plate 48X48mm | http://datasheet.lovatoelectric.com/Rotary_cam_switches/RON/GX2053U.pdf
GX2053U11 |  |  | Rotary cam switch GX series, changeover switch 3 poles 20A, for front mounting with black handle without front plate for hole Ø22mm fixing | http://datasheet.lovatoelectric.com/Rotary_cam_switches/ENG/GX2053U11.pdf | Commutatore a camme serie GX, commutatore 3 poli da 20A in esecuzione per montaggio frontale con maniglia nera senza mostrina con fissaggio foro diametro 22mm | http://datasheet.lovatoelectric.com/Rotary_cam_switches/ITA/GX2053U11.pdf | Łącznik krzywkowy serii GX, przełącznik sieci, 3 pola, 20A, do montażu tablicowego w otworze 22mm, z czarnym pokrętłem bez tabliczki | http://datasheet.lovatoelectric.com/Rotary_cam_switches/POL/GX2053U11.pdf | Rotary cam switch GX series, changeover switch 3 poles 20A, for front mounting with black handle without front plate for hole Ø22mm fixing | http://datasheet.lovatoelectric.com/Rotary_cam_switches/RON/GX2053U11.pdf
GX2053U12 |  |  | Rotary cam switch GX series, changeover switch 3 poles 20A, for front mounting without front plate with key operation for hole Ø22mm fixing | http://datasheet.lovatoelectric.com/Rotary_cam_switches/ENG/GX2053U12.pdf | Commutatore a camme serie GX, commutatore 3 poli da 20A in esecuzione per montaggio frontale senza mostrina con comando a chiave e fissaggio foro diametro 22mm | http://datasheet.lovatoelectric.com/Rotary_cam_switches/ITA/GX2053U12.pdf | Łącznik krzywkowy serii GX, przełącznik sieci, 3 pola, 20A, do montażu tablicowego w otworze 22mm, sterowanie kluczem, bez tabliczki | http://datasheet.lovatoelectric.com/Rotary_cam_switches/POL/GX2053U12.pdf | Rotary cam switch GX series, changeover switch 3 poles 20A, for front mounting without front plate with key operation for hole Ø22mm fixing | http://datasheet.lovatoelectric.com/Rotary_cam_switches/RON/GX2053U12.pdf
GX2053U25 |  |  |  | http://datasheet.lovatoelectric.com/Rotary_cam_switches/ENG/GX2053U25.pdf |  | http://datasheet.lovatoelectric.com/Rotary_cam_switches/ITA/GX2053U25.pdf |  | http://datasheet.lovatoelectric.com/Rotary_cam_switches/POL/GX2053U25.pdf |  | http://datasheet.lovatoelectric.com/Rotary_cam_switches/RON/GX2053U25.pdf
GX2053U47 |  |  | Rotary cam switch GX series, changeover switch 3 poles 20A, for snap on front mounting with black handle for hole Ø22mm fixing, front plate 48X48mm | http://datasheet.lovatoelectric.com/Rotary_cam_switches/ENG/GX2053U47.pdf | Commutatore a camme serie GX, commutatore 3 poli da 20A in esecuzione per montaggio frontale con maniglia nera e fissaggio a scatto per foro diametro 22mm, mostrina 48X48mm | http://datasheet.lovatoelectric.com/Rotary_cam_switches/ITA/GX2053U47.pdf | Łącznik krzywkowy serii GX, przełącznik sieci, 3 pola, 20A, do montażu tablicowego w otworze 22mm z czarnym pokrętłem, montowanym na zatrzask do korpusu i tabliczką 48x48mm | http://datasheet.lovatoelectric.com/Rotary_cam_switches/POL/GX2053U47.pdf | Rotary cam switch GX series, changeover switch 3 poles 20A, for snap on front mounting with black handle for hole Ø22mm fixing, front plate 48X48mm | http://datasheet.lovatoelectric.com/Rotary_cam_switches/RON/GX2053U47.pdf
GX2054O |  |  | Rotary cam switch GX series, changeover switch without 0, 1 pole 20A, for rear mounting with black handle, front plate 48X48mm | http://datasheet.lovatoelectric.com/Rotary_cam_switches/ENG/GX2054O.pdf | Commutatore a camme serie GX, deviatore 1 polo da 20A in esecuzione per montaggio a fondo quadro con maniglia nera, mostrina 48X48mm | http://datasheet.lovatoelectric.com/Rotary_cam_switches/ITA/GX2054O.pdf | Łącznik krzywkowy serii GX, przełącznik sieci bez 0, 1 pole, 20A, do montażu wewnątrz szafy z czarnym pokrętłem i tabliczką 48x48mm | http://datasheet.lovatoelectric.com/Rotary_cam_switches/POL/GX2054O.pdf | Rotary cam switch GX series, changeover switch without 0, 1 pole 20A, for rear mounting with black handle, front plate 48X48mm | http://datasheet.lovatoelectric.com/Rotary_cam_switches/RON/GX2054O.pdf
GX2054O48 |  |  | Rotary cam switch GX series, changeover switch without 0, 1 pole 20A, modular service cover for 35mm DIN reail mounting with black handle, front plate 45X54mm | http://datasheet.lovatoelectric.com/Rotary_cam_switches/ENG/GX2054O48.pdf | Commutatore a camme serie GX, deviatore 1 polo da 20A in esecuzione modulare per montaggio su guida DIN con maniglia nera, mostrina 45X54mm | http://datasheet.lovatoelectric.com/Rotary_cam_switches/ITA/GX2054O48.pdf | Łącznik krzywkowy serii GX, przełącznik sieci bez 0, 1 pole, 20A, wykonanie modułowe do montażu na szynie DIN 35mm, z czarnym pokrętłem i tabliczką 45x54mm | http://datasheet.lovatoelectric.com/Rotary_cam_switches/POL/GX2054O48.pdf | Rotary cam switch GX series, changeover switch without 0, 1 pole 20A, modular service cover for 35mm DIN reail mounting with black handle, front plate 45X54mm | http://datasheet.lovatoelectric.com/Rotary_cam_switches/RON/GX2054O48.pdf
GX2054P |  |  | Enclosed rotary cam switch GX series, changeover switch without 0, 1 pole 20A in plastic enclosure 90X90mm with black handle | http://datasheet.lovatoelectric.com/Rotary_cam_switches/ENG/GX2054P.pdf | Commutatore a camme serie GX, deviatore 1 polo da 20A in cassetta plastica 90X90mm con maniglia nera | http://datasheet.lovatoelectric.com/Rotary_cam_switches/ITA/GX2054P.pdf | Łącznik krzywkowy serii GX, przełącznik sieci bez 0, 1 pole, 20A, w obudowie 90x90mm i czarnym pokrętłem | http://datasheet.lovatoelectric.com/Rotary_cam_switches/POL/GX2054P.pdf | Enclosed rotary cam switch GX series, changeover switch without 0, 1 pole 20A in plastic enclosure 90X90mm with black handle | http://datasheet.lovatoelectric.com/Rotary_cam_switches/RON/GX2054P.pdf
GX2054U |  |  | Rotary cam switch GX series, changeover switch without 0, 1 pole 20A, for front mounting with black handle, front plate 48X48mm | http://datasheet.lovatoelectric.com/Rotary_cam_switches/ENG/GX2054U.pdf | Commutatore a camme serie GX, deviatore 1 polo da 20A in esecuzione per montaggio frontale con maniglia nera, mostrina 48X48mm | http://datasheet.lovatoelectric.com/Rotary_cam_switches/ITA/GX2054U.pdf | Łącznik krzywkowy serii GX, przełącznik sieci bez 0, 1 pole, 20A, do montażu tablicowego, z czarnym pokrętłem i tabliczką 48x48mm | http://datasheet.lovatoelectric.com/Rotary_cam_switches/POL/GX2054U.pdf | Rotary cam switch GX series, changeover switch without 0, 1 pole 20A, for front mounting with black handle, front plate 48X48mm | http://datasheet.lovatoelectric.com/Rotary_cam_switches/RON/GX2054U.pdf
GX2054U11 |  |  | Rotary cam switch GX series, changeover switch without 0, 1 pole 20A, for front mounting with black handle without front plate for hole Ø22mm fixing | http://datasheet.lovatoelectric.com/Rotary_cam_switches/ENG/GX2054U11.pdf | Commutatore a camme serie GX, deviatore 1 polo da 20A in esecuzione per montaggio frontale con maniglia nera senza mostrina con fissaggio foro diametro 22mm | http://datasheet.lovatoelectric.com/Rotary_cam_switches/ITA/GX2054U11.pdf | Łącznik krzywkowy serii GX, przełącznik sieci bez 0, 1 pole, 20A, do montażu tablicowego w otworze 22mm, z czarnym pokrętłem bez tabliczki | http://datasheet.lovatoelectric.com/Rotary_cam_switches/POL/GX2054U11.pdf | Rotary cam switch GX series, changeover switch without 0, 1 pole 20A, for front mounting with black handle without front plate for hole Ø22mm fixing | http://datasheet.lovatoelectric.com/Rotary_cam_switches/RON/GX2054U11.pdf
GX2054U12 |  |  | Rotary cam switch GX series, changeover switch without 0, 1 pole 20A, for front mounting without front plate with key operation for hole Ø22mm fixing | http://datasheet.lovatoelectric.com/Rotary_cam_switches/ENG/GX2054U12.pdf | Commutatore a camme serie GX, deviatore 1 polo da 20A in esecuzione per montaggio frontale senza mostrina con comando a chiave e fissaggio foro diametro 22mm | http://datasheet.lovatoelectric.com/Rotary_cam_switches/ITA/GX2054U12.pdf | Łącznik krzywkowy serii GX, przełącznik sieci bez 0, 1 pole, 20A, do montażu tablicowego w otworze 22mm, sterowanie kluczem, bez tabliczki | http://datasheet.lovatoelectric.com/Rotary_cam_switches/POL/GX2054U12.pdf | Rotary cam switch GX series, changeover switch without 0, 1 pole 20A, for front mounting without front plate with key operation for hole Ø22mm fixing | http://datasheet.lovatoelectric.com/Rotary_cam_switches/RON/GX2054U12.pdf
GX2054U47 |  |  | Rotary cam switch GX series, changeover switch without 0, 1 pole 20A, for snap on front mounting with black handle for hole Ø22mm fixing, front plate 48X48mm | http://datasheet.lovatoelectric.com/Rotary_cam_switches/ENG/GX2054U47.pdf | Commutatore a camme serie GX, deviatore 1 polo da 20A in esecuzione per montaggio frontale con maniglia nera e fissaggio a scatto per foro diametro 22mm, mostrina 48X48mm | http://datasheet.lovatoelectric.com/Rotary_cam_switches/ITA/GX2054U47.pdf | Łącznik krzywkowy serii GX, przełącznik sieci bez 0, 1 pole, 20A, do montażu tablicowego w otworze 22mm z czarnym pokrętłem, montowanym na zatrzask do korpusu i tabliczką 48x48mm | http://datasheet.lovatoelectric.com/Rotary_cam_switches/POL/GX2054U47.pdf | Rotary cam switch GX series, changeover switch without 0, 1 pole 20A, for snap on front mounting with black handle for hole Ø22mm fixing, front plate 48X48mm | http://datasheet.lovatoelectric.com/Rotary_cam_switches/RON/GX2054U47.pdf
GX2055O |  |  | Rotary cam switch GX series, changeover switch without 0, 2 poles 20A, for rear mounting with black handle, front plate 48X48mm | http://datasheet.lovatoelectric.com/Rotary_cam_switches/ENG/GX2055O.pdf | Commutatore a camme serie GX, deviatore 2 poli da 20A in esecuzione per montaggio a fondo quadro con maniglia nera, mostrina 48X48mm | http://datasheet.lovatoelectric.com/Rotary_cam_switches/ITA/GX2055O.pdf | Łącznik krzywkowy serii GX, przełącznik sieci bez 0, 2 pola, 20A, do montażu wewnątrz szafy z czarnym pokrętłem i tabliczką 48x48mm | http://datasheet.lovatoelectric.com/Rotary_cam_switches/POL/GX2055O.pdf | Rotary cam switch GX series, changeover switch without 0, 2 poles 20A, for rear mounting with black handle, front plate 48X48mm | http://datasheet.lovatoelectric.com/Rotary_cam_switches/RON/GX2055O.pdf
GX2055O48 |  |  | Rotary cam switch GX series, changeover switch without 0, 2 poles 20A, modular service cover for 35mm DIN reail mounting with black handle, front plate 45X54mm | http://datasheet.lovatoelectric.com/Rotary_cam_switches/ENG/GX2055O48.pdf | Commutatore a camme serie GX, deviatore 2 poli da 20A in esecuzione modulare per montaggio su guida DIN con maniglia nera, mostrina 45X54mm | http://datasheet.lovatoelectric.com/Rotary_cam_switches/ITA/GX2055O48.pdf | Łącznik krzywkowy serii GX, przełącznik sieci bez 0, 2 pola, 20A, wykonanie modułowe do montażu na szynie DIN 35mm, z czarnym pokrętłem i tabliczką 45x54mm | http://datasheet.lovatoelectric.com/Rotary_cam_switches/POL/GX2055O48.pdf | Rotary cam switch GX series, changeover switch without 0, 2 poles 20A, modular service cover for 35mm DIN reail mounting with black handle, front plate 45X54mm | http://datasheet.lovatoelectric.com/Rotary_cam_switches/RON/GX2055O48.pdf
GX2055P |  |  | Enclosed rotary cam switch GX series, changeover switch without 0, 2 poles 20A in plastic enclosure 90X90mm with black handle | http://datasheet.lovatoelectric.com/Rotary_cam_switches/ENG/GX2055P.pdf | Commutatore a camme serie GX, deviatore 2 poli da 20A in cassetta plastica 90X90mm con maniglia nera | http://datasheet.lovatoelectric.com/Rotary_cam_switches/ITA/GX2055P.pdf | Łącznik krzywkowy serii GX, przełącznik sieci bez 0, 2 pola, 20A, w obudowie 90x90mm i czarnym pokrętłem | http://datasheet.lovatoelectric.com/Rotary_cam_switches/POL/GX2055P.pdf | Enclosed rotary cam switch GX series, changeover switch without 0, 2 poles 20A in plastic enclosure 90X90mm with black handle | http://datasheet.lovatoelectric.com/Rotary_cam_switches/RON/GX2055P.pdf
GX2055U |  |  | Rotary cam switch GX series, changeover switch without 0, 2 poles 20A, for front mounting with black handle, front plate 48X48mm | http://datasheet.lovatoelectric.com/Rotary_cam_switches/ENG/GX2055U.pdf | Commutatore a camme serie GX, deviatore 2 poli da 20A in esecuzione per montaggio frontale con maniglia nera, mostrina 48X48mm | http://datasheet.lovatoelectric.com/Rotary_cam_switches/ITA/GX2055U.pdf | Łącznik krzywkowy serii GX, przełącznik sieci bez 0, 2 pola, 20A, do montażu tablicowego, z czarnym pokrętłem i tabliczką 48x48mm | http://datasheet.lovatoelectric.com/Rotary_cam_switches/POL/GX2055U.pdf | Rotary cam switch GX series, changeover switch without 0, 2 poles 20A, for front mounting with black handle, front plate 48X48mm | http://datasheet.lovatoelectric.com/Rotary_cam_switches/RON/GX2055U.pdf
GX2055U11 |  |  | Rotary cam switch GX series, changeover switch without 0, 2 poles 20A, for front mounting with black handle without front plate for hole Ø22mm fixing | http://datasheet.lovatoelectric.com/Rotary_cam_switches/ENG/GX2055U11.pdf | Commutatore a camme serie GX, deviatore 2 poli da 20A in esecuzione per montaggio frontale con maniglia nera senza mostrina con fissaggio foro diametro 22mm | http://datasheet.lovatoelectric.com/Rotary_cam_switches/ITA/GX2055U11.pdf | Łącznik krzywkowy serii GX, przełącznik sieci bez 0, 2 pola, 20A, do montażu tablicowego w otworze 22mm, z czarnym pokrętłem bez tabliczki | http://datasheet.lovatoelectric.com/Rotary_cam_switches/POL/GX2055U11.pdf | Rotary cam switch GX series, changeover switch without 0, 2 poles 20A, for front mounting with black handle without front plate for hole Ø22mm fixing | http://datasheet.lovatoelectric.com/Rotary_cam_switches/RON/GX2055U11.pdf
GX2055U12 |  |  | Rotary cam switch GX series, changeover switch without 0, 2 poles 20A, for front mounting without front plate with key operation for hole Ø22mm fixing | http://datasheet.lovatoelectric.com/Rotary_cam_switches/ENG/GX2055U12.pdf | Commutatore a camme serie GX, deviatore 2 poli da 20A in esecuzione per montaggio frontale senza mostrina con comando a chiave e fissaggio foro diametro 22mm | http://datasheet.lovatoelectric.com/Rotary_cam_switches/ITA/GX2055U12.pdf | Łącznik krzywkowy serii GX, przełącznik sieci bez 0, 2 pola, 20A, do montażu tablicowego w otworze 22mm, sterowanie kluczem, bez tabliczki | http://datasheet.lovatoelectric.com/Rotary_cam_switches/POL/GX2055U12.pdf | Rotary cam switch GX series, changeover switch without 0, 2 poles 20A, for front mounting without front plate with key operation for hole Ø22mm fixing | http://datasheet.lovatoelectric.com/Rotary_cam_switches/RON/GX2055U12.pdf
GX2055U47 |  |  | Rotary cam switch GX series, changeover switch without 0, 2 poles 20A, for snap on front mounting with black handle for hole Ø22mm fixing, front plate 48X48mm | http://datasheet.lovatoelectric.com/Rotary_cam_switches/ENG/GX2055U47.pdf | Commutatore a camme serie GX, deviatore 2 poli da 20A in esecuzione per montaggio frontale con maniglia nera e fissaggio a scatto per foro diametro 22mm, mostrina 48X48mm | http://datasheet.lovatoelectric.com/Rotary_cam_switches/ITA/GX2055U47.pdf | Łącznik krzywkowy serii GX, przełącznik sieci bez 0, 2 pola, 20A, do montażu tablicowego w otworze 22mm z czarnym pokrętłem, montowanym na zatrzask do korpusu i tabliczką 48x48mm | http://datasheet.lovatoelectric.com/Rotary_cam_switches/POL/GX2055U47.pdf | Rotary cam switch GX series, changeover switch without 0, 2 poles 20A, for snap on front mounting with black handle for hole Ø22mm fixing, front plate 48X48mm | http://datasheet.lovatoelectric.com/Rotary_cam_switches/RON/GX2055U47.pdf
GX2056O |  |  | Rotary cam switch GX series, changeover switch without 0, 3 poles 20A, for rear mounting with black handle, front plate 48X48mm | http://datasheet.lovatoelectric.com/Rotary_cam_switches/ENG/GX2056O.pdf | Commutatore a camme serie GX, deviatore 3 poli da 20A in esecuzione per montaggio a fondo quadro con maniglia nera, mostrina 48X48mm | http://datasheet.lovatoelectric.com/Rotary_cam_switches/ITA/GX2056O.pdf | Łącznik krzywkowy serii GX, przełącznik sieci bez 0, 3 pola, 20A, do montażu wewnątrz szafy z czarnym pokrętłem i tabliczką 48x48mm | http://datasheet.lovatoelectric.com/Rotary_cam_switches/POL/GX2056O.pdf | Rotary cam switch GX series, changeover switch without 0, 3 poles 20A, for rear mounting with black handle, front plate 48X48mm | http://datasheet.lovatoelectric.com/Rotary_cam_switches/RON/GX2056O.pdf
GX2056O48 |  |  | Rotary cam switch GX series, changeover switch without 0, 3 poles 20A, modular service cover for 35mm DIN reail mounting with black handle, front plate 45X54mm | http://datasheet.lovatoelectric.com/Rotary_cam_switches/ENG/GX2056O48.pdf | Commutatore a camme serie GX, deviatore 3 poli da 20A in esecuzione modulare per montaggio su guida DIN con maniglia nera, mostrina 45X54mm | http://datasheet.lovatoelectric.com/Rotary_cam_switches/ITA/GX2056O48.pdf | Łącznik krzywkowy serii GX, przełącznik sieci bez 0, 3 pola, 20A, wykonanie modułowe do montażu na szynie DIN 35mm, z czarnym pokrętłem i tabliczką 45x54mm | http://datasheet.lovatoelectric.com/Rotary_cam_switches/POL/GX2056O48.pdf | Rotary cam switch GX series, changeover switch without 0, 3 poles 20A, modular service cover for 35mm DIN reail mounting with black handle, front plate 45X54mm | http://datasheet.lovatoelectric.com/Rotary_cam_switches/RON/GX2056O48.pdf
GX2056P |  |  | Enclosed rotary cam switch GX series, changeover switch without 0, 3 poles 20A in plastic enclosure 90X90mm with black handle | http://datasheet.lovatoelectric.com/Rotary_cam_switches/ENG/GX2056P.pdf | Commutatore a camme serie GX, deviatore 3 poli da 20A in cassetta plastica 90X90mm con maniglia nera | http://datasheet.lovatoelectric.com/Rotary_cam_switches/ITA/GX2056P.pdf | Łącznik krzywkowy serii GX, przełącznik sieci bez 0, 3 pola, 20A, w obudowie 90x90mm i czarnym pokrętłem | http://datasheet.lovatoelectric.com/Rotary_cam_switches/POL/GX2056P.pdf | Enclosed rotary cam switch GX series, changeover switch without 0, 3 poles 20A in plastic enclosure 90X90mm with black handle | http://datasheet.lovatoelectric.com/Rotary_cam_switches/RON/GX2056P.pdf
GX2056U |  |  | Rotary cam switch GX series, changeover switch without 0, 3 poles 20A, for front mounting with black handle, front plate 48X48mm | http://datasheet.lovatoelectric.com/Rotary_cam_switches/ENG/GX2056U.pdf | Commutatore a camme serie GX, deviatore 3 poli da 20A in esecuzione per montaggio frontale con maniglia nera, mostrina 48X48mm | http://datasheet.lovatoelectric.com/Rotary_cam_switches/ITA/GX2056U.pdf | Łącznik krzywkowy serii GX, przełącznik sieci bez 0, 3 pola, 20A, do montażu tablicowego, z czarnym pokrętłem i tabliczką 48x48mm | http://datasheet.lovatoelectric.com/Rotary_cam_switches/POL/GX2056U.pdf | Rotary cam switch GX series, changeover switch without 0, 3 poles 20A, for front mounting with black handle, front plate 48X48mm | http://datasheet.lovatoelectric.com/Rotary_cam_switches/RON/GX2056U.pdf
GX2056U11 |  |  | Rotary cam switch GX series, changeover switch without 0, 3 poles 20A, for front mounting with black handle without front plate for hole Ø22mm fixing | http://datasheet.lovatoelectric.com/Rotary_cam_switches/ENG/GX2056U11.pdf | Commutatore a camme serie GX, deviatore 3 poli da 20A in esecuzione per montaggio frontale con maniglia nera senza mostrina con fissaggio foro diametro 22mm | http://datasheet.lovatoelectric.com/Rotary_cam_switches/ITA/GX2056U11.pdf | Łącznik krzywkowy serii GX, przełącznik sieci bez 0, 3 pola, 20A, do montażu tablicowego w otworze 22mm, z czarnym pokrętłem bez tabliczki | http://datasheet.lovatoelectric.com/Rotary_cam_switches/POL/GX2056U11.pdf | Rotary cam switch GX series, changeover switch without 0, 3 poles 20A, for front mounting with black handle without front plate for hole Ø22mm fixing | http://datasheet.lovatoelectric.com/Rotary_cam_switches/RON/GX2056U11.pdf
GX2056U12 |  |  | Rotary cam switch GX series, changeover switch without 0, 3 poles 20A, for front mounting without front plate with key operation for hole Ø22mm fixing | http://datasheet.lovatoelectric.com/Rotary_cam_switches/ENG/GX2056U12.pdf | Commutatore a camme serie GX, deviatore 3 poli da 20A in esecuzione per montaggio frontale senza mostrina con comando a chiave e fissaggio foro diametro 22mm | http://datasheet.lovatoelectric.com/Rotary_cam_switches/ITA/GX2056U12.pdf | Łącznik krzywkowy serii GX, przełącznik sieci bez 0, 3 pola, 20A, do montażu tablicowego w otworze 22mm, sterowanie kluczem, bez tabliczki | http://datasheet.lovatoelectric.com/Rotary_cam_switches/POL/GX2056U12.pdf | Rotary cam switch GX series, changeover switch without 0, 3 poles 20A, for front mounting without front plate with key operation for hole Ø22mm fixing | http://datasheet.lovatoelectric.com/Rotary_cam_switches/RON/GX2056U12.pdf
GX2056U47 |  |  | Rotary cam switch GX series, changeover switch without 0, 3 poles 20A, for snap on front mounting with black handle for hole Ø22mm fixing, front plate 48X48mm | http://datasheet.lovatoelectric.com/Rotary_cam_switches/ENG/GX2056U47.pdf | Commutatore a camme serie GX, deviatore 3 poli da 20A in esecuzione per montaggio frontale con maniglia nera e fissaggio a scatto per foro diametro 22mm, mostrina 48X48mm | http://datasheet.lovatoelectric.com/Rotary_cam_switches/ITA/GX2056U47.pdf | Łącznik krzywkowy serii GX, przełącznik sieci bez 0, 3 pola, 20A, do montażu tablicowego w otworze 22mm z czarnym pokrętłem, montowanym na zatrzask do korpusu i tabliczką 48x48mm | http://datasheet.lovatoelectric.com/Rotary_cam_switches/POL/GX2056U47.pdf | Rotary cam switch GX series, changeover switch without 0, 3 poles 20A, for snap on front mounting with black handle for hole Ø22mm fixing, front plate 48X48mm | http://datasheet.lovatoelectric.com/Rotary_cam_switches/RON/GX2056U47.pdf
GX2066O |  |  | Rotary cam switch GX series, voltmeter switch for phase-neutral and phase-phase voltages 20A, for rear mounting with black handle, front plate 48X48mm | http://datasheet.lovatoelectric.com/Rotary_cam_switches/ENG/GX2066O.pdf | Commutatore a camme serie GX, commutatore voltmetrico per tensioni di fase e concatenate da 20A in esecuzione per montaggio a fondo quadro con maniglia nera, mostrina 48X48mm | http://datasheet.lovatoelectric.com/Rotary_cam_switches/ITA/GX2066O.pdf | Łącznik krzywkowy serii GX, przełącznik woltomierzy, napięcia fazowe i międzyfazowe, 20A, do montażu wewnątrz szafy z czarnym pokrętłem i tabliczką 48x48mm | http://datasheet.lovatoelectric.com/Rotary_cam_switches/POL/GX2066O.pdf | Rotary cam switch GX series, voltmeter switch for phase-neutral and phase-phase voltages 20A, for rear mounting with black handle, front plate 48X48mm | http://datasheet.lovatoelectric.com/Rotary_cam_switches/RON/GX2066O.pdf
GX2066O48 |  |  | Rotary cam switch GX series, voltmeter switch for phase-neutral and phase-phase voltages 20A, modular service cover for 35mm DIN reail mounting with black handle, front plate 45X54mm | http://datasheet.lovatoelectric.com/Rotary_cam_switches/ENG/GX2066O48.pdf | Commutatore a camme serie GX, commutatore voltmetrico per tensioni di fase e concatenate da 20A in esecuzione modulare per montaggio su guida DIN con maniglia nera, mostrina 45X54mm | http://datasheet.lovatoelectric.com/Rotary_cam_switches/ITA/GX2066O48.pdf | Łącznik krzywkowy serii GX, przełącznik woltomierzy, napięcia fazowe i międzyfazowe, 20A, wykonanie modułowe do montażu na szynie DIN 35mm, z czarnym pokrętłem i tabliczką 45x54mm | http://datasheet.lovatoelectric.com/Rotary_cam_switches/POL/GX2066O48.pdf | Rotary cam switch GX series, voltmeter switch for phase-neutral and phase-phase voltages 20A, modular service cover for 35mm DIN reail mounting with black handle, front plate 45X54mm | http://datasheet.lovatoelectric.com/Rotary_cam_switches/RON/GX2066O48.pdf
GX2066U |  |  | Rotary cam switch GX series, voltmeter switch for phase-neutral and phase-phase voltages 20A, for front mounting with black handle, front plate 48X48mm | http://datasheet.lovatoelectric.com/Rotary_cam_switches/ENG/GX2066U.pdf | Commutatore a camme serie GX, commutatore voltmetrico per tensioni di fase e concatenate da 20A in esecuzione per montaggio frontale con maniglia nera, mostrina 48X48mm | http://datasheet.lovatoelectric.com/Rotary_cam_switches/ITA/GX2066U.pdf | Łącznik krzywkowy serii GX, przełącznik woltomierzy, napięcia fazowe i międzyfazowe, 20A, do montażu tablicowego, z czarnym pokrętłem i tabliczką 48x48mm | http://datasheet.lovatoelectric.com/Rotary_cam_switches/POL/GX2066U.pdf | Rotary cam switch GX series, voltmeter switch for phase-neutral and phase-phase voltages 20A, for front mounting with black handle, front plate 48X48mm | http://datasheet.lovatoelectric.com/Rotary_cam_switches/RON/GX2066U.pdf
GX2066U47 |  |  | Rotary cam switch GX series, voltmeter switch for phase-neutral and phase-phase voltages 20A, for snap on front mounting with black handle for hole Ø22mm fixing, front plate 48X48mm | http://datasheet.lovatoelectric.com/Rotary_cam_switches/ENG/GX2066U47.pdf | Commutatore a camme serie GX, commutatore voltmetrico per tensioni di fase e concatenate da 20A in esecuzione per montaggio frontale con maniglia nera e fissaggio a scatto per foro diametro 22mm, mostrina 48X48mm | http://datasheet.lovatoelectric.com/Rotary_cam_switches/ITA/GX2066U47.pdf | Łącznik krzywkowy serii GX, przełącznik woltomierzy, napięcia fazowe i międzyfazowe, 20A, do montażu tablicowego w otworze 22mm z czarnym pokrętłem, montowanym na zatrzask do korpusu i tabliczką 48x48mm | http://datasheet.lovatoelectric.com/Rotary_cam_switches/POL/GX2066U47.pdf | Rotary cam switch GX series, voltmeter switch for phase-neutral and phase-phase voltages 20A, for snap on front mounting with black handle for hole Ø22mm fixing, front plate 48X48mm | http://datasheet.lovatoelectric.com/Rotary_cam_switches/RON/GX2066U47.pdf
GX2067O |  |  | Rotary cam switch GX series, voltmeter switch for phase-phase voltages 20A, for rear mounting with black handle, front plate 48X48mm | http://datasheet.lovatoelectric.com/Rotary_cam_switches/ENG/GX2067O.pdf | Commutatore a camme serie GX, commutatore voltmetrico per tensioni concatenate da 20A in esecuzione per montaggio a fondo quadro con maniglia nera, mostrina 48X48mm | http://datasheet.lovatoelectric.com/Rotary_cam_switches/ITA/GX2067O.pdf | Łącznik krzywkowy serii GX, przełącznik woltomierzy, napięcia międzyfazowe, 20A, do montażu wewnątrz szafy z czarnym pokrętłem i tabliczką 48x48mm | http://datasheet.lovatoelectric.com/Rotary_cam_switches/POL/GX2067O.pdf | Rotary cam switch GX series, voltmeter switch for phase-phase voltages 20A, for rear mounting with black handle, front plate 48X48mm | http://datasheet.lovatoelectric.com/Rotary_cam_switches/RON/GX2067O.pdf
GX2067O48 |  |  | Rotary cam switch GX series, voltmeter switch for phase-phase voltages 20A, modular service cover for 35mm DIN reail mounting with black handle, front plate 45X54mm | http://datasheet.lovatoelectric.com/Rotary_cam_switches/ENG/GX2067O48.pdf | Commutatore a camme serie GX, commutatore voltmetrico per tensioni concatenate da 20A in esecuzione modulare per montaggio su guida DIN con maniglia nera, mostrina 45X54mm | http://datasheet.lovatoelectric.com/Rotary_cam_switches/ITA/GX2067O48.pdf | Łącznik krzywkowy serii GX, przełącznik woltomierzy, napięcia międzyfazowe, 20A, wykonanie modułowe do montażu na szynie DIN 35mm, z czarnym pokrętłem i tabliczką 45x54mm | http://datasheet.lovatoelectric.com/Rotary_cam_switches/POL/GX2067O48.pdf | Rotary cam switch GX series, voltmeter switch for phase-phase voltages 20A, modular service cover for 35mm DIN reail mounting with black handle, front plate 45X54mm | http://datasheet.lovatoelectric.com/Rotary_cam_switches/RON/GX2067O48.pdf
GX2067U |  |  | Rotary cam switch GX series, voltmeter switch for phase-phase voltages 20A, for front mounting with black handle, front plate 48X48mm | http://datasheet.lovatoelectric.com/Rotary_cam_switches/ENG/GX2067U.pdf | Commutatore a camme serie GX, commutatore voltmetrico per tensioni concatenate da 20A in esecuzione per montaggio frontale con maniglia nera, mostrina 48X48mm | http://datasheet.lovatoelectric.com/Rotary_cam_switches/ITA/GX2067U.pdf | Łącznik krzywkowy serii GX, przełącznik woltomierzy, napięcia międzyfazowe, 20A, do montażu tablicowego, z czarnym pokrętłem i tabliczką 48x48mm | http://datasheet.lovatoelectric.com/Rotary_cam_switches/POL/GX2067U.pdf | Rotary cam switch GX series, voltmeter switch for phase-phase voltages 20A, for front mounting with black handle, front plate 48X48mm | http://datasheet.lovatoelectric.com/Rotary_cam_switches/RON/GX2067U.pdf
GX2067U47 |  |  | Rotary cam switch GX series, voltmeter switch for phase-phase voltages 20A, for snap on front mounting with black handle for hole Ø22mm fixing, front plate 48X48mm | http://datasheet.lovatoelectric.com/Rotary_cam_switches/ENG/GX2067U47.pdf | Commutatore a camme serie GX, commutatore voltmetrico per tensioni concatenate da 20A in esecuzione per montaggio frontale con maniglia nera e fissaggio a scatto per foro diametro 22mm, mostrina 48X48mm | http://datasheet.lovatoelectric.com/Rotary_cam_switches/ITA/GX2067U47.pdf | Łącznik krzywkowy serii GX, przełącznik woltomierzy, napięcia międzyfazowe, 20A, do montażu tablicowego w otworze 22mm z czarnym pokrętłem, montowanym na zatrzask do korpusu i tabliczką 48x48mm | http://datasheet.lovatoelectric.com/Rotary_cam_switches/POL/GX2067U47.pdf | Rotary cam switch GX series, voltmeter switch for phase-phase voltages 20A, for snap on front mounting with black handle for hole Ø22mm fixing, front plate 48X48mm | http://datasheet.lovatoelectric.com/Rotary_cam_switches/RON/GX2067U47.pdf
GX2068O |  |  | Rotary cam switch GX series, voltmeter switch for phase-neutral voltages 20A, for rear mounting with black handle, front plate 48X48mm | http://datasheet.lovatoelectric.com/Rotary_cam_switches/ENG/GX2068O.pdf | Commutatore a camme serie GX, commutatore voltmetrico per tensioni di fase da 20A in esecuzione per montaggio a fondo quadro con maniglia nera, mostrina 48X48mm | http://datasheet.lovatoelectric.com/Rotary_cam_switches/ITA/GX2068O.pdf | Łącznik krzywkowy serii GX, przełącznik woltomierzy, napięcia fazowe, 20A, do montażu wewnątrz szafy z czarnym pokrętłem i tabliczką 48x48mm | http://datasheet.lovatoelectric.com/Rotary_cam_switches/POL/GX2068O.pdf | Rotary cam switch GX series, voltmeter switch for phase-neutral voltages 20A, for rear mounting with black handle, front plate 48X48mm | http://datasheet.lovatoelectric.com/Rotary_cam_switches/RON/GX2068O.pdf
GX2068O48 |  |  | Rotary cam switch GX series, voltmeter switch phase-neutral voltages 20A, modular service cover for 35mm DIN reail mounting with black handle, front plate 45X54mm | http://datasheet.lovatoelectric.com/Rotary_cam_switches/ENG/GX2068O48.pdf | Commutatore a camme serie GX, commutatore voltmetrico per tensioni di fase da 20A in esecuzione modulare per montaggio su guida DIN con maniglia nera, mostrina 45X54mm | http://datasheet.lovatoelectric.com/Rotary_cam_switches/ITA/GX2068O48.pdf | Łącznik krzywkowy serii GX, przełącznik woltomierzy, napięcia fazowe, 20A, wykonanie modułowe do montażu na szynie DIN 35mm, z czarnym pokrętłem i tabliczką 45x54mm | http://datasheet.lovatoelectric.com/Rotary_cam_switches/POL/GX2068O48.pdf | Rotary cam switch GX series, voltmeter switch phase-neutral voltages 20A, modular service cover for 35mm DIN reail mounting with black handle, front plate 45X54mm | http://datasheet.lovatoelectric.com/Rotary_cam_switches/RON/GX2068O48.pdf
GX2068U |  |  | Rotary cam switch GX series, voltmeter switch for phase-neutral voltages 20A, for front mounting with black handle, front plate 48X48mm | http://datasheet.lovatoelectric.com/Rotary_cam_switches/ENG/GX2068U.pdf | Commutatore a camme serie GX, commutatore voltmetrico per tensioni cdi fase da 20A in esecuzione per montaggio frontale con maniglia nera, mostrina 48X48mm | http://datasheet.lovatoelectric.com/Rotary_cam_switches/ITA/GX2068U.pdf | Łącznik krzywkowy serii GX, przełącznik woltomierzy, napięcia fazowe, 20A, do montażu tablicowego, z czarnym pokrętłem i tabliczką 48x48mm | http://datasheet.lovatoelectric.com/Rotary_cam_switches/POL/GX2068U.pdf | Rotary cam switch GX series, voltmeter switch for phase-neutral voltages 20A, for front mounting with black handle, front plate 48X48mm | http://datasheet.lovatoelectric.com/Rotary_cam_switches/RON/GX2068U.pdf
GX2068U47 |  |  | Rotary cam switch GX series, voltmeter switch for phase-neutral voltages 20A, for snap on front mounting with black handle for hole Ø22mm fixing, front plate 48X48mm | http://datasheet.lovatoelectric.com/Rotary_cam_switches/ENG/GX2068U47.pdf | Commutatore a camme serie GX, commutatore voltmetrico per tensioni di fase da 20A in esecuzione per montaggio frontale con maniglia nera e fissaggio a scatto per foro diametro 22mm, mostrina 48X48mm | http://datasheet.lovatoelectric.com/Rotary_cam_switches/ITA/GX2068U47.pdf | Łącznik krzywkowy serii GX, przełącznik woltomierzy, napięcia fazowe, 20A, do montażu tablicowego w otworze 22mm z czarnym pokrętłem, montowanym na zatrzask do korpusu i tabliczką 48x48mm | http://datasheet.lovatoelectric.com/Rotary_cam_switches/POL/GX2068U47.pdf | Rotary cam switch GX series, voltmeter switch for phase-neutral voltages 20A, for snap on front mounting with black handle for hole Ø22mm fixing, front plate 48X48mm | http://datasheet.lovatoelectric.com/Rotary_cam_switches/RON/GX2068U47.pdf
GX2069O |  |  | Rotary cam switch GX series, changeover switch without 0, 4 poles 20A, for rear mounting with black handle, front plate 48X48mm | http://datasheet.lovatoelectric.com/Rotary_cam_switches/ENG/GX2069O.pdf | Commutatore a camme serie GX, deviatore 4 poli da 20A in esecuzione per montaggio a fondo quadro con maniglia nera, mostrina 48X48mm | http://datasheet.lovatoelectric.com/Rotary_cam_switches/ITA/GX2069O.pdf | Łącznik krzywkowy serii GX, przełącznik sieci bez 0, 4 pola, 20A, do montażu wewnątrz szafy z czarnym pokrętłem i tabliczką 48x48mm | http://datasheet.lovatoelectric.com/Rotary_cam_switches/POL/GX2069O.pdf | Rotary cam switch GX series, changeover switch without 0, 4 poles 20A, for rear mounting with black handle, front plate 48X48mm | http://datasheet.lovatoelectric.com/Rotary_cam_switches/RON/GX2069O.pdf
GX2069O48 |  |  | Rotary cam switch GX series, changeover switch without 0, 4 poles 20A, modular service cover for 35mm DIN reail mounting with black handle, front plate 45X54mm | http://datasheet.lovatoelectric.com/Rotary_cam_switches/ENG/GX2069O48.pdf | Commutatore a camme serie GX, deviatore 4 poli da 20A in esecuzione modulare per montaggio su guida DIN con maniglia nera, mostrina 45X54mm | http://datasheet.lovatoelectric.com/Rotary_cam_switches/ITA/GX2069O48.pdf | Łącznik krzywkowy serii GX, przełącznik sieci bez 0, 4 pola, 20A, wykonanie modułowe do montażu na szynie DIN 35mm, z czarnym pokrętłem i tabliczką 45x54mm | http://datasheet.lovatoelectric.com/Rotary_cam_switches/POL/GX2069O48.pdf | Rotary cam switch GX series, changeover switch without 0, 4 poles 20A, modular service cover for 35mm DIN reail mounting with black handle, front plate 45X54mm | http://datasheet.lovatoelectric.com/Rotary_cam_switches/RON/GX2069O48.pdf
GX2069P |  |  | Enclosed rotary cam switch GX series, changeover switch without 0, 4 poles 20A in plastic enclosure 90X90mm with black handle | http://datasheet.lovatoelectric.com/Rotary_cam_switches/ENG/GX2069P.pdf | Commutatore a camme serie GX, deviatore 4 poli da 20A in cassetta plastica 90X90mm con maniglia nera | http://datasheet.lovatoelectric.com/Rotary_cam_switches/ITA/GX2069P.pdf | Łącznik krzywkowy serii GX, przełącznik sieci bez 0, 4 pola, 20A, w obudowie 90x90mm i czarnym pokrętłem | http://datasheet.lovatoelectric.com/Rotary_cam_switches/POL/GX2069P.pdf | Enclosed rotary cam switch GX series, changeover switch without 0, 4 poles 20A in plastic enclosure 90X90mm with black handle | http://datasheet.lovatoelectric.com/Rotary_cam_switches/RON/GX2069P.pdf
GX2069U |  |  | Rotary cam switch GX series, changeover switch without 0, 4 poles 20A, for front mounting with black handle, front plate 48X48mm | http://datasheet.lovatoelectric.com/Rotary_cam_switches/ENG/GX2069U.pdf | Commutatore a camme serie GX, deviatore 4 poli da 20A in esecuzione per montaggio frontale con maniglia nera, mostrina 48X48mm | http://datasheet.lovatoelectric.com/Rotary_cam_switches/ITA/GX2069U.pdf | Łącznik krzywkowy serii GX, przełącznik sieci bez 0, 4 pola, 20A, do montażu tablicowego, z czarnym pokrętłem i tabliczką 48x48mm | http://datasheet.lovatoelectric.com/Rotary_cam_switches/POL/GX2069U.pdf | Rotary cam switch GX series, changeover switch without 0, 4 poles 20A, for front mounting with black handle, front plate 48X48mm | http://datasheet.lovatoelectric.com/Rotary_cam_switches/RON/GX2069U.pdf
GX2069U11 |  |  | Rotary cam switch GX series, changeover switch without 0, 4 poles 20A, for front mounting with black handle without front plate for hole Ø22mm fixing | http://datasheet.lovatoelectric.com/Rotary_cam_switches/ENG/GX2069U11.pdf | Commutatore a camme serie GX, deviatore 4 poli da 20A in esecuzione per montaggio frontale con maniglia nera senza mostrina con fissaggio foro diametro 22mm | http://datasheet.lovatoelectric.com/Rotary_cam_switches/ITA/GX2069U11.pdf | Łącznik krzywkowy serii GX, przełącznik sieci bez 0, 4 pola, 20A, do montażu tablicowego w otworze 22mm, z czarnym pokrętłem bez tabliczki | http://datasheet.lovatoelectric.com/Rotary_cam_switches/POL/GX2069U11.pdf | Rotary cam switch GX series, changeover switch without 0, 4 poles 20A, for front mounting with black handle without front plate for hole Ø22mm fixing | http://datasheet.lovatoelectric.com/Rotary_cam_switches/RON/GX2069U11.pdf
GX2069U12 |  |  | Rotary cam switch GX series, changeover switch without 0, 4 poles 20A, for front mounting without front plate with key operation for hole Ø22mm fixing | http://datasheet.lovatoelectric.com/Rotary_cam_switches/ENG/GX2069U12.pdf | Commutatore a camme serie GX, deviatore 4 poli da 20A in esecuzione per montaggio frontale senza mostrina con comando a chiave e fissaggio foro diametro 22mm | http://datasheet.lovatoelectric.com/Rotary_cam_switches/ITA/GX2069U12.pdf | Łącznik krzywkowy serii GX, przełącznik sieci bez 0, 4 pola, 20A, do montażu tablicowego w otworze 22mm, sterowanie kluczem, bez tabliczki | http://datasheet.lovatoelectric.com/Rotary_cam_switches/POL/GX2069U12.pdf | Rotary cam switch GX series, changeover switch without 0, 4 poles 20A, for front mounting without front plate with key operation for hole Ø22mm fixing | http://datasheet.lovatoelectric.com/Rotary_cam_switches/RON/GX2069U12.pdf
GX2069U47 |  |  | Rotary cam switch GX series, changeover switch without 0, 4 poles 20A, for snap on front mounting with black handle for hole Ø22mm fixing, front plate 48X48mm | http://datasheet.lovatoelectric.com/Rotary_cam_switches/ENG/GX2069U47.pdf | Commutatore a camme serie GX, deviatore 4 poli da 20A in esecuzione per montaggio frontale con maniglia nera e fissaggio a scatto per foro diametro 22mm, mostrina 48X48mm | http://datasheet.lovatoelectric.com/Rotary_cam_switches/ITA/GX2069U47.pdf | Łącznik krzywkowy serii GX, przełącznik sieci bez 0, 4 pola, 20A, do montażu tablicowego w otworze 22mm z czarnym pokrętłem, montowanym na zatrzask do korpusu i tabliczką 48x48mm | http://datasheet.lovatoelectric.com/Rotary_cam_switches/POL/GX2069U47.pdf | Rotary cam switch GX series, changeover switch without 0, 4 poles 20A, for snap on front mounting with black handle for hole Ø22mm fixing, front plate 48X48mm | http://datasheet.lovatoelectric.com/Rotary_cam_switches/RON/GX2069U47.pdf
GX2075O |  |  | Rotary cam switch GX series, changeover switch 4 poles 20A, for rear mounting with black handle, front plate 48X48mm | http://datasheet.lovatoelectric.com/Rotary_cam_switches/ENG/GX2075O.pdf | Commutatore a camme serie GX, commutatore 4 poli da 20A in esecuzione per montaggio a fondo quadro con maniglia nera, mostrina 48X48mm | http://datasheet.lovatoelectric.com/Rotary_cam_switches/ITA/GX2075O.pdf | Łącznik krzywkowy serii GX, przełącznik sieci, 4 pola, 20A, do montażu wewnątrz szafy z czarnym pokrętłem i tabliczką 48x48mm | http://datasheet.lovatoelectric.com/Rotary_cam_switches/POL/GX2075O.pdf | Rotary cam switch GX series, changeover switch 4 poles 20A, for rear mounting with black handle, front plate 48X48mm | http://datasheet.lovatoelectric.com/Rotary_cam_switches/RON/GX2075O.pdf
GX2075O48 |  |  | Rotary cam switch GX series, changeover switch 4 poles 20A, modular service cover for 35mm DIN reail mounting with black handle, front plate 45X54mm | http://datasheet.lovatoelectric.com/Rotary_cam_switches/ENG/GX2075O48.pdf | Commutatore a camme serie GX, commutatore 4 poli da 20A in esecuzione modulare per montaggio su guida DIN con maniglia nera, mostrina 45X54mm | http://datasheet.lovatoelectric.com/Rotary_cam_switches/ITA/GX2075O48.pdf | Łącznik krzywkowy serii GX, przełącznik sieci, 4 pola, 20A, wykonanie modułowe do montażu na szynie DIN 35mm, z czarnym pokrętłem i tabliczką 45x54mm | http://datasheet.lovatoelectric.com/Rotary_cam_switches/POL/GX2075O48.pdf | Rotary cam switch GX series, changeover switch 4 poles 20A, modular service cover for 35mm DIN reail mounting with black handle, front plate 45X54mm | http://datasheet.lovatoelectric.com/Rotary_cam_switches/RON/GX2075O48.pdf
GX2075P |  |  | Enclosed rotary cam switch GX series, changeover switch 4 poles 20A in plastic enclosure 90X90mm with black handle | http://datasheet.lovatoelectric.com/Rotary_cam_switches/ENG/GX2075P.pdf | Commutatore a camme serie GX, commutatore 4 poli da 20A in cassetta plastica 90X90mm con maniglia nera | http://datasheet.lovatoelectric.com/Rotary_cam_switches/ITA/GX2075P.pdf | Łącznik krzywkowy serii GX, przełącznik sieci, 4 pola, 20A, w obudowie 90x90mm i czarnym pokrętłem | http://datasheet.lovatoelectric.com/Rotary_cam_switches/POL/GX2075P.pdf | Enclosed rotary cam switch GX series, changeover switch 4 poles 20A in plastic enclosure 90X90mm with black handle | http://datasheet.lovatoelectric.com/Rotary_cam_switches/RON/GX2075P.pdf
GX2075U |  |  | Rotary cam switch GX series, changeover switch 4 poles 20A, for front mounting with black handle, front plate 48X48mm | http://datasheet.lovatoelectric.com/Rotary_cam_switches/ENG/GX2075U.pdf | Commutatore a camme serie GX, commutatore 4 poli da 20A in esecuzione per montaggio frontale con maniglia nera, mostrina 48X48mm | http://datasheet.lovatoelectric.com/Rotary_cam_switches/ITA/GX2075U.pdf | Łącznik krzywkowy serii GX, przełącznik sieci, 4 pola, 20A, do montażu tablicowego, z czarnym pokrętłem i tabliczką 48x48mm | http://datasheet.lovatoelectric.com/Rotary_cam_switches/POL/GX2075U.pdf | Rotary cam switch GX series, changeover switch 4 poles 20A, for front mounting with black handle, front plate 48X48mm | http://datasheet.lovatoelectric.com/Rotary_cam_switches/RON/GX2075U.pdf
GX2075U11 |  |  | Rotary cam switch GX series, changeover switch 4 poles 20A, for front mounting with black handle without front plate for hole Ø22mm fixing | http://datasheet.lovatoelectric.com/Rotary_cam_switches/ENG/GX2075U11.pdf | Commutatore a camme serie GX, commutatore 4 poli da 20A in esecuzione per montaggio frontale con maniglia nera senza mostrina con fissaggio foro diametro 22mm | http://datasheet.lovatoelectric.com/Rotary_cam_switches/ITA/GX2075U11.pdf | Łącznik krzywkowy serii GX, przełącznik sieci, 4 pola, 20A, do montażu tablicowego w otworze 22mm, z czarnym pokrętłem bez tabliczki | http://datasheet.lovatoelectric.com/Rotary_cam_switches/POL/GX2075U11.pdf | Rotary cam switch GX series, changeover switch 4 poles 20A, for front mounting with black handle without front plate for hole Ø22mm fixing | http://datasheet.lovatoelectric.com/Rotary_cam_switches/RON/GX2075U11.pdf
GX2075U12 |  |  | Rotary cam switch GX series, changeover switch 4 poles 20A, for front mounting without front plate with key operation for hole Ø22mm fixing | http://datasheet.lovatoelectric.com/Rotary_cam_switches/ENG/GX2075U12.pdf | Commutatore a camme serie GX, commutatore 4 poli da 20A in esecuzione per montaggio frontale senza mostrina con comando a chiave e fissaggio foro diametro 22mm | http://datasheet.lovatoelectric.com/Rotary_cam_switches/ITA/GX2075U12.pdf | Łącznik krzywkowy serii GX, przełącznik sieci, 4 pola, 20A, do montażu tablicowego w otworze 22mm, sterowanie kluczem, bez tabliczki | http://datasheet.lovatoelectric.com/Rotary_cam_switches/POL/GX2075U12.pdf | Rotary cam switch GX series, changeover switch 4 poles 20A, for front mounting without front plate with key operation for hole Ø22mm fixing | http://datasheet.lovatoelectric.com/Rotary_cam_switches/RON/GX2075U12.pdf
GX2075U47 |  |  | Rotary cam switch GX series, changeover switch 4 poles 20A, for snap on front mounting with black handle for hole Ø22mm fixing, front plate 48X48mm | http://datasheet.lovatoelectric.com/Rotary_cam_switches/ENG/GX2075U47.pdf | Commutatore a camme serie GX, commutatore 4 poli da 20A in esecuzione per montaggio frontale con maniglia nera e fissaggio a scatto per foro diametro 22mm, mostrina 48X48mm | http://datasheet.lovatoelectric.com/Rotary_cam_switches/ITA/GX2075U47.pdf | Łącznik krzywkowy serii GX, przełącznik sieci, 4 pola, 20A, do montażu tablicowego w otworze 22mm z czarnym pokrętłem, montowanym na zatrzask do korpusu i tabliczką 48x48mm | http://datasheet.lovatoelectric.com/Rotary_cam_switches/POL/GX2075U47.pdf | Rotary cam switch GX series, changeover switch 4 poles 20A, for snap on front mounting with black handle for hole Ø22mm fixing, front plate 48X48mm | http://datasheet.lovatoelectric.com/Rotary_cam_switches/RON/GX2075U47.pdf
GX2082O |  |  | Rotary cam switch GX series, multi-step 1-2-3, 1 pole 20A, for rear mounting with black handle, front plate 48X48mm | http://datasheet.lovatoelectric.com/Rotary_cam_switches/ENG/GX2082O.pdf | Commutatore a camme serie GX, multivia 1-2-3 1 polo da 20A in esecuzione per montaggio a fondo quadro con maniglia nera, mostrina 48X48mm | http://datasheet.lovatoelectric.com/Rotary_cam_switches/ITA/GX2082O.pdf | Łącznik krzywkowy serii GX, wielopozycyjny 1-2-3, 1 pole, 20A, do montażu wewnątrz szafy z czarnym pokrętłem i tabliczką 48x48mm | http://datasheet.lovatoelectric.com/Rotary_cam_switches/POL/GX2082O.pdf | Rotary cam switch GX series, multi-step 1-2-3, 1 pole 20A, for rear mounting with black handle, front plate 48X48mm | http://datasheet.lovatoelectric.com/Rotary_cam_switches/RON/GX2082O.pdf
GX2082O48 |  |  | Rotary cam switch GX series, multi-step 1-2-3, 1 pole 20A, modular service cover for 35mm DIN reail mounting with black handle, front plate 45X54mm | http://datasheet.lovatoelectric.com/Rotary_cam_switches/ENG/GX2082O48.pdf | Commutatore a camme serie GX, multivia 1-2-3 1 polo da 20A in esecuzione modulare per montaggio su guida DIN con maniglia nera, mostrina 45X54mm | http://datasheet.lovatoelectric.com/Rotary_cam_switches/ITA/GX2082O48.pdf | Łącznik krzywkowy serii GX, wielopozycyjny 1-2-3, 1 pole, 20A, wykonanie modułowe do montażu na szynie DIN 35mm, z czarnym pokrętłem i tabliczką 45x54mm | http://datasheet.lovatoelectric.com/Rotary_cam_switches/POL/GX2082O48.pdf | Rotary cam switch GX series, multi-step 1-2-3, 1 pole 20A, modular service cover for 35mm DIN reail mounting with black handle, front plate 45X54mm | http://datasheet.lovatoelectric.com/Rotary_cam_switches/RON/GX2082O48.pdf
GX2082P |  |  | Enclosed rotary cam switch GX series, multi-step 1-2-3, 1 pole 20A in plastic enclosure 90X90mm with black handle | http://datasheet.lovatoelectric.com/Rotary_cam_switches/ENG/GX2082P.pdf | Commutatore a camme serie GX, multivia 1-2-3 1 polo da 20A in cassetta plastica 90X90mm con maniglia nera | http://datasheet.lovatoelectric.com/Rotary_cam_switches/ITA/GX2082P.pdf | Łącznik krzywkowy serii GX, wielopozycyjny 1-2-3, 1 pole, 20A, w obudowie 90x90mm i czarnym pokrętłem | http://datasheet.lovatoelectric.com/Rotary_cam_switches/POL/GX2082P.pdf | Enclosed rotary cam switch GX series, multi-step 1-2-3, 1 pole 20A in plastic enclosure 90X90mm with black handle | http://datasheet.lovatoelectric.com/Rotary_cam_switches/RON/GX2082P.pdf
GX2082U |  |  | Rotary cam switch GX series, multi-step 1-2-3, 1 pole 20A, for front mounting with black handle, front plate 48X48mm | http://datasheet.lovatoelectric.com/Rotary_cam_switches/ENG/GX2082U.pdf | Commutatore a camme serie GX, multivia 1-2-3 1 polo da 20A in esecuzione per montaggio frontale con maniglia nera, mostrina 48X48mm | http://datasheet.lovatoelectric.com/Rotary_cam_switches/ITA/GX2082U.pdf | Łącznik krzywkowy serii GX, wielopozycyjny 1-2-3, 1 pole, 20A, do montażu tablicowego, z czarnym pokrętłem i tabliczką 48x48mm | http://datasheet.lovatoelectric.com/Rotary_cam_switches/POL/GX2082U.pdf | Rotary cam switch GX series, multi-step 1-2-3, 1 pole 20A, for front mounting with black handle, front plate 48X48mm | http://datasheet.lovatoelectric.com/Rotary_cam_switches/RON/GX2082U.pdf
GX2082U47 |  |  | Rotary cam switch GX series, multi-step 1-2-3, 1 pole 20A, for snap on front mounting with black handle for hole Ø22mm fixing, front plate 48X48mm | http://datasheet.lovatoelectric.com/Rotary_cam_switches/ENG/GX2082U47.pdf | Commutatore a camme serie GX, multivia 1-2-3 1 polo da 20A in esecuzione per montaggio frontale con maniglia nera e fissaggio a scatto per foro diametro 22mm, mostrina 48X48mm | http://datasheet.lovatoelectric.com/Rotary_cam_switches/ITA/GX2082U47.pdf | Łącznik krzywkowy serii GX, wielopozycyjny 1-2-3, 1 pole, 20A, do montażu tablicowego w otworze 22mm z czarnym pokrętłem, montowanym na zatrzask do korpusu i tabliczką 48x48mm | http://datasheet.lovatoelectric.com/Rotary_cam_switches/POL/GX2082U47.pdf | Rotary cam switch GX series, multi-step 1-2-3, 1 pole 20A, for snap on front mounting with black handle for hole Ø22mm fixing, front plate 48X48mm | http://datasheet.lovatoelectric.com/Rotary_cam_switches/RON/GX2082U47.pdf
GX2083O |  |  | Rotary cam switch GX series, multi-step 1-2-3-4, 1 pole 20A, for rear mounting with black handle, front plate 48X48mm | http://datasheet.lovatoelectric.com/Rotary_cam_switches/ENG/GX2083O.pdf | Commutatore a camme serie GX, multivia 1-2-3-4 1 polo da 20A in esecuzione per montaggio a fondo quadro con maniglia nera, mostrina 48X48mm | http://datasheet.lovatoelectric.com/Rotary_cam_switches/ITA/GX2083O.pdf | Łącznik krzywkowy serii GX, wielopozycyjny 1-2-3-4, 1 pole, 20A, do montażu wewnątrz szafy z czarnym pokrętłem i tabliczką 48x48mm | http://datasheet.lovatoelectric.com/Rotary_cam_switches/POL/GX2083O.pdf | Rotary cam switch GX series, multi-step 1-2-3-4, 1 pole 20A, for rear mounting with black handle, front plate 48X48mm | http://datasheet.lovatoelectric.com/Rotary_cam_switches/RON/GX2083O.pdf
GX2083O48 |  |  | Rotary cam switch GX series, multi-step 1-2-3-4, 1 pole 20A, modular service cover for 35mm DIN reail mounting with black handle, front plate 45X54mm | http://datasheet.lovatoelectric.com/Rotary_cam_switches/ENG/GX2083O48.pdf | Commutatore a camme serie GX, multivia 1-2-3-4 1 polo da 20A in esecuzione modulare per montaggio su guida DIN con maniglia nera, mostrina 45X54mm | http://datasheet.lovatoelectric.com/Rotary_cam_switches/ITA/GX2083O48.pdf | Łącznik krzywkowy serii GX, wielopozycyjny 1-2-3-4, 1 pole, 20A, wykonanie modułowe do montażu na szynie DIN 35mm, z czarnym pokrętłem i tabliczką 45x54mm | http://datasheet.lovatoelectric.com/Rotary_cam_switches/POL/GX2083O48.pdf | Rotary cam switch GX series, multi-step 1-2-3-4, 1 pole 20A, modular service cover for 35mm DIN reail mounting with black handle, front plate 45X54mm | http://datasheet.lovatoelectric.com/Rotary_cam_switches/RON/GX2083O48.pdf
GX2083P |  |  | Enclosed rotary cam switch GX series, multi-step 1-2-3-4, 1 pole 20A in plastic enclosure 90X90mm with black handle | http://datasheet.lovatoelectric.com/Rotary_cam_switches/ENG/GX2083P.pdf | Commutatore a camme serie GX, multivia 1-2-3-4 1 polo da 20A in cassetta plastica 90X90mm con maniglia nera | http://datasheet.lovatoelectric.com/Rotary_cam_switches/ITA/GX2083P.pdf | Łącznik krzywkowy serii GX, wielopozycyjny 1-2-3-4, 1 pole, 20A, w obudowie 90x90mm i czarnym pokrętłem | http://datasheet.lovatoelectric.com/Rotary_cam_switches/POL/GX2083P.pdf | Enclosed rotary cam switch GX series, multi-step 1-2-3-4, 1 pole 20A in plastic enclosure 90X90mm with black handle | http://datasheet.lovatoelectric.com/Rotary_cam_switches/RON/GX2083P.pdf
GX2083U |  |  | Rotary cam switch GX series, multi-step 1-2-3-4, 1 pole 20A, for front mounting with black handle, front plate 48X48mm | http://datasheet.lovatoelectric.com/Rotary_cam_switches/ENG/GX2083U.pdf | Commutatore a camme serie GX, multivia 1-2-3-4 1 polo da 20A in esecuzione per montaggio frontale con maniglia nera, mostrina 48X48mm | http://datasheet.lovatoelectric.com/Rotary_cam_switches/ITA/GX2083U.pdf | Łącznik krzywkowy serii GX, wielopozycyjny 1-2-3-4, 1 pole, 20A, do montażu tablicowego, z czarnym pokrętłem i tabliczką 48x48mm | http://datasheet.lovatoelectric.com/Rotary_cam_switches/POL/GX2083U.pdf | Rotary cam switch GX series, multi-step 1-2-3-4, 1 pole 20A, for front mounting with black handle, front plate 48X48mm | http://datasheet.lovatoelectric.com/Rotary_cam_switches/RON/GX2083U.pdf
GX2083U47 |  |  | Rotary cam switch GX series, multi-step 1-2-3-4, 1 pole 20A, for snap on front mounting with black handle for hole Ø22mm fixing, front plate 48X48mm | http://datasheet.lovatoelectric.com/Rotary_cam_switches/ENG/GX2083U47.pdf | Commutatore a camme serie GX, multivia 1-2-3-4 1 polo da 20A in esecuzione per montaggio frontale con maniglia nera e fissaggio a scatto per foro diametro 22mm, mostrina 48X48mm | http://datasheet.lovatoelectric.com/Rotary_cam_switches/ITA/GX2083U47.pdf | Łącznik krzywkowy serii GX, wielopozycyjny 1-2-3-4, 1 pole, 20A, do montażu tablicowego w otworze 22mm z czarnym pokrętłem, montowanym na zatrzask do korpusu i tabliczką 48x48mm | http://datasheet.lovatoelectric.com/Rotary_cam_switches/POL/GX2083U47.pdf | Rotary cam switch GX series, multi-step 1-2-3-4, 1 pole 20A, for snap on front mounting with black handle for hole Ø22mm fixing, front plate 48X48mm | http://datasheet.lovatoelectric.com/Rotary_cam_switches/RON/GX2083U47.pdf
GX2084O |  |  | Rotary cam switch GX series, multi-step 1-2-3-4-5, 1 pole 20A, for rear mounting with black handle, front plate 48X48mm | http://datasheet.lovatoelectric.com/Rotary_cam_switches/ENG/GX2084O.pdf | Commutatore a camme serie GX, multivia 1-2-3-4-5 1 polo da 20A in esecuzione per montaggio a fondo quadro con maniglia nera, mostrina 48X48mm | http://datasheet.lovatoelectric.com/Rotary_cam_switches/ITA/GX2084O.pdf | Łącznik krzywkowy serii GX, wielopozycyjny 1-2-3-4-5, 1 pole, 20A, do montażu wewnątrz szafy z czarnym pokrętłem i tabliczką 48x48mm | http://datasheet.lovatoelectric.com/Rotary_cam_switches/POL/GX2084O.pdf | Rotary cam switch GX series, multi-step 1-2-3-4-5, 1 pole 20A, for rear mounting with black handle, front plate 48X48mm | http://datasheet.lovatoelectric.com/Rotary_cam_switches/RON/GX2084O.pdf
GX2084O48 |  |  | Rotary cam switch GX series, multi-step 1-2-3-4-5, 1 pole 20A, modular service cover for 35mm DIN reail mounting with black handle, front plate 45X54mm | http://datasheet.lovatoelectric.com/Rotary_cam_switches/ENG/GX2084O48.pdf | Commutatore a camme serie GX, multivia 1-2-3-4-5 1 polo da 20A in esecuzione modulare per montaggio su guida DIN con maniglia nera, mostrina 45X54mm | http://datasheet.lovatoelectric.com/Rotary_cam_switches/ITA/GX2084O48.pdf | Łącznik krzywkowy serii GX, wielopozycyjny 1-2-3-4-5, 1 pole, 20A, wykonanie modułowe do montażu na szynie DIN 35mm, z czarnym pokrętłem i tabliczką 45x54mm | http://datasheet.lovatoelectric.com/Rotary_cam_switches/POL/GX2084O48.pdf | Rotary cam switch GX series, multi-step 1-2-3-4-5, 1 pole 20A, modular service cover for 35mm DIN reail mounting with black handle, front plate 45X54mm | http://datasheet.lovatoelectric.com/Rotary_cam_switches/RON/GX2084O48.pdf
GX2084P |  |  | Enclosed rotary cam switch GX series, multi-step 1-2-3-4-5, 1 pole 20A in plastic enclosure 90X90mm with black handle | http://datasheet.lovatoelectric.com/Rotary_cam_switches/ENG/GX2084P.pdf | Commutatore a camme serie GX, multivia 1-2-3-4-5 1 polo da 20A in cassetta plastica 90X90mm con maniglia nera | http://datasheet.lovatoelectric.com/Rotary_cam_switches/ITA/GX2084P.pdf | Łącznik krzywkowy serii GX, wielopozycyjny 1-2-3-4-5, 1 pole, 20A, w obudowie 90x90mm i czarnym pokrętłem | http://datasheet.lovatoelectric.com/Rotary_cam_switches/POL/GX2084P.pdf | Enclosed rotary cam switch GX series, multi-step 1-2-3-4-5, 1 pole 20A in plastic enclosure 90X90mm with black handle | http://datasheet.lovatoelectric.com/Rotary_cam_switches/RON/GX2084P.pdf
GX2084U |  |  | Rotary cam switch GX series, multi-step 1-2-3-4-5, 1 pole 20A, for front mounting with black handle, front plate 48X48mm | http://datasheet.lovatoelectric.com/Rotary_cam_switches/ENG/GX2084U.pdf | Commutatore a camme serie GX, multivia 1-2-3-4-5 1 polo da 20A in esecuzione per montaggio frontale con maniglia nera, mostrina 48X48mm | http://datasheet.lovatoelectric.com/Rotary_cam_switches/ITA/GX2084U.pdf | Łącznik krzywkowy serii GX, wielopozycyjny 1-2-3-4-5, 1 pole, 20A, do montażu tablicowego, z czarnym pokrętłem i tabliczką 48x48mm | http://datasheet.lovatoelectric.com/Rotary_cam_switches/POL/GX2084U.pdf | Rotary cam switch GX series, multi-step 1-2-3-4-5, 1 pole 20A, for front mounting with black handle, front plate 48X48mm | http://datasheet.lovatoelectric.com/Rotary_cam_switches/RON/GX2084U.pdf
GX2084U47 |  |  | Rotary cam switch GX series, multi-step 1-2-3-4-5, 1 pole 20A, for snap on front mounting with black handle for hole Ø22mm fixing, front plate 48X48mm | http://datasheet.lovatoelectric.com/Rotary_cam_switches/ENG/GX2084U47.pdf | Commutatore a camme serie GX, multivia 1-2-3-4-5 1 polo da 20A in esecuzione per montaggio frontale con maniglia nera e fissaggio a scatto per foro diametro 22mm, mostrina 48X48mm | http://datasheet.lovatoelectric.com/Rotary_cam_switches/ITA/GX2084U47.pdf | Łącznik krzywkowy serii GX, wielopozycyjny 1-2-3-4-5, 1 pole, 20A, do montażu tablicowego w otworze 22mm z czarnym pokrętłem, montowanym na zatrzask do korpusu i tabliczką 48x48mm | http://datasheet.lovatoelectric.com/Rotary_cam_switches/POL/GX2084U47.pdf | Rotary cam switch GX series, multi-step 1-2-3-4-5, 1 pole 20A, for snap on front mounting with black handle for hole Ø22mm fixing, front plate 48X48mm | http://datasheet.lovatoelectric.com/Rotary_cam_switches/RON/GX2084U47.pdf
GX2085O |  |  | Rotary cam switch GX series, multi-step 1-2-3-4-5-6, 1 pole 20A, for rear mounting with black handle, front plate 48X48mm | http://datasheet.lovatoelectric.com/Rotary_cam_switches/ENG/GX2085O.pdf | Commutatore a camme serie GX, multivia 1-2-3-4-5-6 1 polo da 20A in esecuzione per montaggio a fondo quadro con maniglia nera, mostrina 48X48mm | http://datasheet.lovatoelectric.com/Rotary_cam_switches/ITA/GX2085O.pdf | Łącznik krzywkowy serii GX, wielopozycyjny 1-2-3-4-5-6, 1 pole, 20A, do montażu wewnątrz szafy z czarnym pokrętłem i tabliczką 48x48mm | http://datasheet.lovatoelectric.com/Rotary_cam_switches/POL/GX2085O.pdf | Rotary cam switch GX series, multi-step 1-2-3-4-5-6, 1 pole 20A, for rear mounting with black handle, front plate 48X48mm | http://datasheet.lovatoelectric.com/Rotary_cam_switches/RON/GX2085O.pdf
GX2085O48 |  |  | Rotary cam switch GX series, multi-step 1-2-3-4-5-6, 1 pole 20A, modular service cover for 35mm DIN reail mounting with black handle, front plate 45X54mm | http://datasheet.lovatoelectric.com/Rotary_cam_switches/ENG/GX2085O48.pdf | Commutatore a camme serie GX, multivia 1-2-3-4-5-6 1 polo da 20A in esecuzione modulare per montaggio su guida DIN con maniglia nera, mostrina 45X54mm | http://datasheet.lovatoelectric.com/Rotary_cam_switches/ITA/GX2085O48.pdf | Łącznik krzywkowy serii GX, wielopozycyjny 1-2-3-4-5-6, 1 pole, 20A, wykonanie modułowe do montażu na szynie DIN 35mm, z czarnym pokrętłem i tabliczką 45x54mm | http://datasheet.lovatoelectric.com/Rotary_cam_switches/POL/GX2085O48.pdf | Rotary cam switch GX series, multi-step 1-2-3-4-5-6, 1 pole 20A, modular service cover for 35mm DIN reail mounting with black handle, front plate 45X54mm | http://datasheet.lovatoelectric.com/Rotary_cam_switches/RON/GX2085O48.pdf
GX2085P |  |  | Enclosed rotary cam switch GX series, multi-step 1-2-3-4-5-6, 1 pole 20A in plastic enclosure 90X90mm with black handle | http://datasheet.lovatoelectric.com/Rotary_cam_switches/ENG/GX2085P.pdf | Commutatore a camme serie GX, multivia 1-2-3-4-5-6 1 polo da 20A in cassetta plastica 90X90mm con maniglia nera | http://datasheet.lovatoelectric.com/Rotary_cam_switches/ITA/GX2085P.pdf | Łącznik krzywkowy serii GX, wielopozycyjny 1-2-3-4-5-6, 1 pole, 20A, w obudowie 90x90mm i czarnym pokrętłem | http://datasheet.lovatoelectric.com/Rotary_cam_switches/POL/GX2085P.pdf | Enclosed rotary cam switch GX series, multi-step 1-2-3-4-5-6, 1 pole 20A in plastic enclosure 90X90mm with black handle | http://datasheet.lovatoelectric.com/Rotary_cam_switches/RON/GX2085P.pdf
GX2085U |  |  | Rotary cam switch GX series, multi-step 1-2-3-4-5-6, 1 pole 20A, for front mounting with black handle, front plate 48X48mm | http://datasheet.lovatoelectric.com/Rotary_cam_switches/ENG/GX2085U.pdf | Commutatore a camme serie GX, multivia 1-2-3-4-5-6 1 polo da 20A in esecuzione per montaggio frontale con maniglia nera, mostrina 48X48mm | http://datasheet.lovatoelectric.com/Rotary_cam_switches/ITA/GX2085U.pdf | Łącznik krzywkowy serii GX, wielopozycyjny 1-2-3-4-5-6, 1 pole, 20A, do montażu tablicowego, z czarnym pokrętłem i tabliczką 48x48mm | http://datasheet.lovatoelectric.com/Rotary_cam_switches/POL/GX2085U.pdf | Rotary cam switch GX series, multi-step 1-2-3-4-5-6, 1 pole 20A, for front mounting with black handle, front plate 48X48mm | http://datasheet.lovatoelectric.com/Rotary_cam_switches/RON/GX2085U.pdf
GX2085U47 |  |  | Rotary cam switch GX series, multi-step 1-2-3-4-5-6, 1 pole 20A, for snap on front mounting with black handle for hole Ø22mm fixing, front plate 48X48mm | http://datasheet.lovatoelectric.com/Rotary_cam_switches/ENG/GX2085U47.pdf | Commutatore a camme serie GX, multivia 1-2-3-4-5-6 1 polo da 20A in esecuzione per montaggio frontale con maniglia nera e fissaggio a scatto per foro diametro 22mm, mostrina 48X48mm | http://datasheet.lovatoelectric.com/Rotary_cam_switches/ITA/GX2085U47.pdf | Łącznik krzywkowy serii GX, wielopozycyjny 1-2-3-4-5-6, 1 pole, 20A, do montażu tablicowego w otworze 22mm z czarnym pokrętłem, montowanym na zatrzask do korpusu i tabliczką 48x48mm | http://datasheet.lovatoelectric.com/Rotary_cam_switches/POL/GX2085U47.pdf | Rotary cam switch GX series, multi-step 1-2-3-4-5-6, 1 pole 20A, for snap on front mounting with black handle for hole Ø22mm fixing, front plate 48X48mm | http://datasheet.lovatoelectric.com/Rotary_cam_switches/RON/GX2085U47.pdf
GX2086O |  |  | Rotary cam switch GX series, multi-step 1-2-3, 2 poles 20A, for rear mounting with black handle, front plate 48X48mm | http://datasheet.lovatoelectric.com/Rotary_cam_switches/ENG/GX2086O.pdf | Commutatore a camme serie GX, multivia 1-2-3 2 poli da 20A in esecuzione per montaggio a fondo quadro con maniglia nera, mostrina 48X48mm | http://datasheet.lovatoelectric.com/Rotary_cam_switches/ITA/GX2086O.pdf | Łącznik krzywkowy serii GX, wielopozycyjny 1-2-3, 2 pola, 20A, do montażu wewnątrz szafy z czarnym pokrętłem i tabliczką 48x48mm | http://datasheet.lovatoelectric.com/Rotary_cam_switches/POL/GX2086O.pdf | Rotary cam switch GX series, multi-step 1-2-3, 2 poles 20A, for rear mounting with black handle, front plate 48X48mm | http://datasheet.lovatoelectric.com/Rotary_cam_switches/RON/GX2086O.pdf
GX2086O48 |  |  | Rotary cam switch GX series, multi-step 1-2-3, 2 poles 20A, modular service cover for 35mm DIN reail mounting with black handle, front plate 45X54mm | http://datasheet.lovatoelectric.com/Rotary_cam_switches/ENG/GX2086O48.pdf | Commutatore a camme serie GX, multivia 1-2-3 2 poli da 20A in esecuzione modulare per montaggio su guida DIN con maniglia nera, mostrina 45X54mm | http://datasheet.lovatoelectric.com/Rotary_cam_switches/ITA/GX2086O48.pdf | Łącznik krzywkowy serii GX, wielopozycyjny 1-2-3, 2 pola, 20A, wykonanie modułowe do montażu na szynie DIN 35mm, z czarnym pokrętłem i tabliczką 45x54mm | http://datasheet.lovatoelectric.com/Rotary_cam_switches/POL/GX2086O48.pdf | Rotary cam switch GX series, multi-step 1-2-3, 2 poles 20A, modular service cover for 35mm DIN reail mounting with black handle, front plate 45X54mm | http://datasheet.lovatoelectric.com/Rotary_cam_switches/RON/GX2086O48.pdf
GX2086P |  |  | Enclosed rotary cam switch GX series, multi-step 1-2-3, 2 poles 20A in plastic enclosure 90X90mm with black handle | http://datasheet.lovatoelectric.com/Rotary_cam_switches/ENG/GX2086P.pdf | Commutatore a camme serie GX, multivia 1-2-3 2 poli da 20A in cassetta plastica 90X90mm con maniglia nera | http://datasheet.lovatoelectric.com/Rotary_cam_switches/ITA/GX2086P.pdf | Łącznik krzywkowy serii GX, wielopozycyjny 1-2-3, 2 pola, 20A, w obudowie 90x90mm i czarnym pokrętłem | http://datasheet.lovatoelectric.com/Rotary_cam_switches/POL/GX2086P.pdf | Enclosed rotary cam switch GX series, multi-step 1-2-3, 2 poles 20A in plastic enclosure 90X90mm with black handle | http://datasheet.lovatoelectric.com/Rotary_cam_switches/RON/GX2086P.pdf
GX2086U |  |  | Rotary cam switch GX series, multi-step 1-2-3, 2 poles 20A, for front mounting with black handle, front plate 48X48mm | http://datasheet.lovatoelectric.com/Rotary_cam_switches/ENG/GX2086U.pdf | Commutatore a camme serie GX, multivia 1-2-3 2 poli da 20A in esecuzione per montaggio frontale con maniglia nera, mostrina 48X48mm | http://datasheet.lovatoelectric.com/Rotary_cam_switches/ITA/GX2086U.pdf | Łącznik krzywkowy serii GX, wielopozycyjny 1-2-3, 2 pola, 20A, do montażu tablicowego, z czarnym pokrętłem i tabliczką 48x48mm | http://datasheet.lovatoelectric.com/Rotary_cam_switches/POL/GX2086U.pdf | Rotary cam switch GX series, multi-step 1-2-3, 2 poles 20A, for front mounting with black handle, front plate 48X48mm | http://datasheet.lovatoelectric.com/Rotary_cam_switches/RON/GX2086U.pdf
GX2086U47 |  |  | Rotary cam switch GX series, multi-step 1-2-3, 2 poles 20A, for snap on front mounting with black handle for hole Ø22mm fixing, front plate 48X48mm | http://datasheet.lovatoelectric.com/Rotary_cam_switches/ENG/GX2086U47.pdf | Commutatore a camme serie GX, multivia 1-2-3 2 poli da 20A in esecuzione per montaggio frontale con maniglia nera e fissaggio a scatto per foro diametro 22mm, mostrina 48X48mm | http://datasheet.lovatoelectric.com/Rotary_cam_switches/ITA/GX2086U47.pdf | Łącznik krzywkowy serii GX, wielopozycyjny 1-2-3, 2 pola, 20A, do montażu tablicowego w otworze 22mm z czarnym pokrętłem, montowanym na zatrzask do korpusu i tabliczką 48x48mm | http://datasheet.lovatoelectric.com/Rotary_cam_switches/POL/GX2086U47.pdf | Rotary cam switch GX series, multi-step 1-2-3, 2 poles 20A, for snap on front mounting with black handle for hole Ø22mm fixing, front plate 48X48mm | http://datasheet.lovatoelectric.com/Rotary_cam_switches/RON/GX2086U47.pdf
GX2087O |  |  | Rotary cam switch GX series, multi-step 1-2-3-4, 2 poles 20A, for rear mounting with black handle, front plate 48X48mm | http://datasheet.lovatoelectric.com/Rotary_cam_switches/ENG/GX2087O.pdf | Commutatore a camme serie GX, multivia 1-2-3-4 2 poli da 20A in esecuzione per montaggio a fondo quadro con maniglia nera, mostrina 48X48mm | http://datasheet.lovatoelectric.com/Rotary_cam_switches/ITA/GX2087O.pdf | Łącznik krzywkowy serii GX, wielopozycyjny 1-2-3-4, 2 pola, 20A, do montażu wewnątrz szafy z czarnym pokrętłem i tabliczką 48x48mm | http://datasheet.lovatoelectric.com/Rotary_cam_switches/POL/GX2087O.pdf | Rotary cam switch GX series, multi-step 1-2-3-4, 2 poles 20A, for rear mounting with black handle, front plate 48X48mm | http://datasheet.lovatoelectric.com/Rotary_cam_switches/RON/GX2087O.pdf
GX2087O48 |  |  | Rotary cam switch GX series, multi-step 1-2-3-4, 2 poles 20A, modular service cover for 35mm DIN reail mounting with black handle, front plate 45X54mm | http://datasheet.lovatoelectric.com/Rotary_cam_switches/ENG/GX2087O48.pdf | Commutatore a camme serie GX, multivia 1-2-3-4 2 poli da 20A in esecuzione modulare per montaggio su guida DIN con maniglia nera, mostrina 45X54mm | http://datasheet.lovatoelectric.com/Rotary_cam_switches/ITA/GX2087O48.pdf | Łącznik krzywkowy serii GX, wielopozycyjny 1-2-3-4, 2 pola, 20A, wykonanie modułowe do montażu na szynie DIN 35mm, z czarnym pokrętłem i tabliczką 45x54mm | http://datasheet.lovatoelectric.com/Rotary_cam_switches/POL/GX2087O48.pdf | Rotary cam switch GX series, multi-step 1-2-3-4, 2 poles 20A, modular service cover for 35mm DIN reail mounting with black handle, front plate 45X54mm | http://datasheet.lovatoelectric.com/Rotary_cam_switches/RON/GX2087O48.pdf
GX2087P |  |  | Enclosed rotary cam switch GX series, multi-step 1-2-3-4, 2 poles 20A in plastic enclosure 90X90mm with black handle | http://datasheet.lovatoelectric.com/Rotary_cam_switches/ENG/GX2087P.pdf | Commutatore a camme serie GX, multivia 1-2-3-4 2 poli da 20A in cassetta plastica 90X90mm con maniglia nera | http://datasheet.lovatoelectric.com/Rotary_cam_switches/ITA/GX2087P.pdf | Łącznik krzywkowy serii GX, wielopozycyjny 1-2-3-4, 2 pola, 20A, w obudowie 90x90mm i czarnym pokrętłem | http://datasheet.lovatoelectric.com/Rotary_cam_switches/POL/GX2087P.pdf | Enclosed rotary cam switch GX series, multi-step 1-2-3-4, 2 poles 20A in plastic enclosure 90X90mm with black handle | http://datasheet.lovatoelectric.com/Rotary_cam_switches/RON/GX2087P.pdf
GX2087U |  |  | Rotary cam switch GX series, multi-step 1-2-3-4, 2 poles 20A, for front mounting with black handle, front plate 48X48mm | http://datasheet.lovatoelectric.com/Rotary_cam_switches/ENG/GX2087U.pdf | Commutatore a camme serie GX, multivia 1-2-3-4 2 poli da 20A in esecuzione per montaggio frontale con maniglia nera, mostrina 48X48mm | http://datasheet.lovatoelectric.com/Rotary_cam_switches/ITA/GX2087U.pdf | Łącznik krzywkowy serii GX, wielopozycyjny 1-2-3-4, 2 pola, 20A, do montażu tablicowego, z czarnym pokrętłem i tabliczką 48x48mm | http://datasheet.lovatoelectric.com/Rotary_cam_switches/POL/GX2087U.pdf | Rotary cam switch GX series, multi-step 1-2-3-4, 2 poles 20A, for front mounting with black handle, front plate 48X48mm | http://datasheet.lovatoelectric.com/Rotary_cam_switches/RON/GX2087U.pdf
GX2087U47 |  |  | Rotary cam switch GX series, multi-step 1-2-3-4, 2 poles 20A, for snap on front mounting with black handle for hole Ø22mm fixing, front plate 48X48mm | http://datasheet.lovatoelectric.com/Rotary_cam_switches/ENG/GX2087U47.pdf | Commutatore a camme serie GX, multivia 1-2-3-4 2 poli da 20A in esecuzione per montaggio frontale con maniglia nera e fissaggio a scatto per foro diametro 22mm, mostrina 48X48mm | http://datasheet.lovatoelectric.com/Rotary_cam_switches/ITA/GX2087U47.pdf | Łącznik krzywkowy serii GX, wielopozycyjny 1-2-3-4, 2 pola, 20A, do montażu tablicowego w otworze 22mm z czarnym pokrętłem, montowanym na zatrzask do korpusu i tabliczką 48x48mm | http://datasheet.lovatoelectric.com/Rotary_cam_switches/POL/GX2087U47.pdf | Rotary cam switch GX series, multi-step 1-2-3-4, 2 poles 20A, for snap on front mounting with black handle for hole Ø22mm fixing, front plate 48X48mm | http://datasheet.lovatoelectric.com/Rotary_cam_switches/RON/GX2087U47.pdf
GX2090O | GX2010O.jpg | http://datasheet.lovatoelectric.com/Rotary_cam_switches/products_images/GX2010O.jpg | Rotary cam switch GX series, ON-OFF switch 1 pole 20A, for rear mounting with black handle, front plate 48X48mm | http://datasheet.lovatoelectric.com/Rotary_cam_switches/ENG/GX2090O.pdf | Commutatore a camme serie GX, interruttore 1 polo da 20A in esecuzione per montaggio a fondo quadro con maniglia nera, mostrina 48X48mm | http://datasheet.lovatoelectric.com/Rotary_cam_switches/ITA/GX2090O.pdf | Łącznik krzywkowy serii GX, rozłącznik, 1 pole, 20A, do montażu wewnątrz szafy z czarnym pokrętłem i tabliczką 48x48mm | http://datasheet.lovatoelectric.com/Rotary_cam_switches/POL/GX2090O.pdf | Rotary cam switch GX series, ON-OFF switch 1 pole 20A, for rear mounting with black handle, front plate 48X48mm | http://datasheet.lovatoelectric.com/Rotary_cam_switches/RON/GX2090O.pdf
GX2090O48 | GX2010O48.jpg | http://datasheet.lovatoelectric.com/Rotary_cam_switches/products_images/GX2010O48.jpg | Rotary cam switch GX series, ON-OFF switch 1 pole 20A, modular service cover for 35mm DIN reail mounting with black handle, front plate 45X54mm | http://datasheet.lovatoelectric.com/Rotary_cam_switches/ENG/GX2090O48.pdf | Commutatore a camme serie GX, interruttore 1 polo da 20A in esecuzione modulare per montaggio su guida DIN con maniglia nera, mostrina 45X54mm | http://datasheet.lovatoelectric.com/Rotary_cam_switches/ITA/GX2090O48.pdf | Łącznik krzywkowy serii GX, rozłącznik, 1 pole, 20A, wykonanie modułowe do montażu na szynie DIN 35mm, z czarnym pokrętłem i tabliczką 45x54mm | http://datasheet.lovatoelectric.com/Rotary_cam_switches/POL/GX2090O48.pdf | Rotary cam switch GX series, ON-OFF switch 1 pole 20A, modular service cover for 35mm DIN reail mounting with black handle, front plate 45X54mm | http://datasheet.lovatoelectric.com/Rotary_cam_switches/RON/GX2090O48.pdf
GX2090O88 | GX2010O88.jpg | http://datasheet.lovatoelectric.com/Rotary_cam_switches/products_images/GX2010O88.jpg | Rotary cam switch GX series, ON-OFF switch 1 pole 20A, for rear mounting with red/yellow handle padlockable in 0, door coupling and protection covers, front plate 48X48mm | http://datasheet.lovatoelectric.com/Rotary_cam_switches/ENG/GX2090O88.pdf | Commutatore a camme serie GX, interruttore 1 polo da 20A in esecuzione per montaggio a fondo quadro con maniglia giallo/rossa lucchettabile in 0 con funzione blocco porta e copriterminali, mostrina 48X48mm | http://datasheet.lovatoelectric.com/Rotary_cam_switches/ITA/GX2090O88.pdf | Łącznik krzywkowy serii GX, rozłącznik, 1 pole, 20A, do montażu wewnątrz szafy, z żółto/czerwonym pokrętłem blokowanym w pozycji 0, trzpieniem, osłonami zacisków i tabliczką 48x48mm | http://datasheet.lovatoelectric.com/Rotary_cam_switches/POL/GX2090O88.pdf | Rotary cam switch GX series, ON-OFF switch 1 pole 20A, for rear mounting with red/yellow handle padlockable in 0, door coupling and protection covers, front plate 48X48mm | http://datasheet.lovatoelectric.com/Rotary_cam_switches/RON/GX2090O88.pdf
GX2090P |  |  | Enclosed rotary cam switch GX series, ON-OFF switch 1 pole 20A in plastic enclosure 90X90mm with black handle | http://datasheet.lovatoelectric.com/Rotary_cam_switches/ENG/GX2090P.pdf | Commutatore a camme serie GX, interruttore 1 polo da 20A in cassetta plastica 90X90mm con maniglia nera | http://datasheet.lovatoelectric.com/Rotary_cam_switches/ITA/GX2090P.pdf | Łącznik krzywkowy serii GX, rozłącznik, 1 pole, 20A, w obudowie 90x90mm i czarnym pokrętłem | http://datasheet.lovatoelectric.com/Rotary_cam_switches/POL/GX2090P.pdf | Enclosed rotary cam switch GX series, ON-OFF switch 1 pole 20A in plastic enclosure 90X90mm with black handle | http://datasheet.lovatoelectric.com/Rotary_cam_switches/RON/GX2090P.pdf
GX2090P25 |  |  | Enclosed rotary cam switch GX series, ON-OFF switch 1 pole 20A in plastic enclosure 90X90mm with red/yellow handle | http://datasheet.lovatoelectric.com/Rotary_cam_switches/ENG/GX2090P25.pdf | Commutatore a camme serie GX, interruttore 1 polo da 20A in cassetta plastica 90X90mm con maniglia giallo/rossa | http://datasheet.lovatoelectric.com/Rotary_cam_switches/ITA/GX2090P25.pdf | Łącznik krzywkowy serii GX, rozłącznik, 1 pole, 20A, w obudowie 90x90mm i żółto/czerwonym pokrętłem | http://datasheet.lovatoelectric.com/Rotary_cam_switches/POL/GX2090P25.pdf | Enclosed rotary cam switch GX series, ON-OFF switch 1 pole 20A in plastic enclosure 90X90mm with red/yellow handle | http://datasheet.lovatoelectric.com/Rotary_cam_switches/RON/GX2090P25.pdf
GX2090U | GX2010U.jpg | http://datasheet.lovatoelectric.com/Rotary_cam_switches/products_images/GX2010U.jpg | Rotary cam switch GX series, ON-OFF switch 1 pole 20A, for front mounting with black handle, front plate 48X48mm | http://datasheet.lovatoelectric.com/Rotary_cam_switches/ENG/GX2090U.pdf | Commutatore a camme serie GX, interruttore 1 polo da 20A in esecuzione per montaggio frontale con maniglia nera, mostrina 48X48mm | http://datasheet.lovatoelectric.com/Rotary_cam_switches/ITA/GX2090U.pdf | Łącznik krzywkowy serii GX, rozłącznik, 1 pole, 20A, do montażu tablicowego, z czarnym pokrętłem i tabliczką 48x48mm | http://datasheet.lovatoelectric.com/Rotary_cam_switches/POL/GX2090U.pdf | Rotary cam switch GX series, ON-OFF switch 1 pole 20A, for front mounting with black handle, front plate 48X48mm | http://datasheet.lovatoelectric.com/Rotary_cam_switches/RON/GX2090U.pdf
GX2090U11 | GX2010U11.jpg | http://datasheet.lovatoelectric.com/Rotary_cam_switches/products_images/GX2010U11.jpg | Rotary cam switch GX series, ON-OFF switch 1 pole 20A, for front mounting with black handle without front plate for hole Ø22mm fixing | http://datasheet.lovatoelectric.com/Rotary_cam_switches/ENG/GX2090U11.pdf | Commutatore a camme serie GX, interruttore 1 polo da 20A in esecuzione per montaggio frontale con maniglia nera senza mostrina con fissaggio foro diametro 22mm | http://datasheet.lovatoelectric.com/Rotary_cam_switches/ITA/GX2090U11.pdf | Łącznik krzywkowy serii GX, rozłącznik, 1 pole, 20A, do montażu tablicowego w otworze 22mm, z czarnym pokrętłem bez tabliczki | http://datasheet.lovatoelectric.com/Rotary_cam_switches/POL/GX2090U11.pdf | Rotary cam switch GX series, ON-OFF switch 1 pole 20A, for front mounting with black handle without front plate for hole Ø22mm fixing | http://datasheet.lovatoelectric.com/Rotary_cam_switches/RON/GX2090U11.pdf
GX2090U12 | GX2010U12.jpg | http://datasheet.lovatoelectric.com/Rotary_cam_switches/products_images/GX2010U12.jpg | Rotary cam switch GX series, ON-OFF switch 1 pole 20A, for front mounting without front plate with key operation for hole Ø22mm fixing | http://datasheet.lovatoelectric.com/Rotary_cam_switches/ENG/GX2090U12.pdf | Commutatore a camme serie GX, interruttore 1 polo da 20A in esecuzione per montaggio frontale senza mostrina con comando a chiave e fissaggio foro diametro 22mm | http://datasheet.lovatoelectric.com/Rotary_cam_switches/ITA/GX2090U12.pdf | Łącznik krzywkowy serii GX, rozłącznik, 1 pole, 20A, do montażu tablicowego w otworze 22mm, sterowanie kluczem, bez tabliczki | http://datasheet.lovatoelectric.com/Rotary_cam_switches/POL/GX2090U12.pdf | Rotary cam switch GX series, ON-OFF switch 1 pole 20A, for front mounting without front plate with key operation for hole Ø22mm fixing | http://datasheet.lovatoelectric.com/Rotary_cam_switches/RON/GX2090U12.pdf
GX2090U25 | GX2010U25.jpg | http://datasheet.lovatoelectric.com/Rotary_cam_switches/products_images/GX2010U25.jpg | Rotary cam switch GX series, ON-OFF switch 1 pole 20A, for front mounting with red/yellow handle padlockable in 0 and protection covers, front plate 48X48mm | http://datasheet.lovatoelectric.com/Rotary_cam_switches/ENG/GX2090U25.pdf | Commutatore a camme serie GX, interruttore 1 polo da 20A in esecuzione per montaggio frontale con maniglia giallo/rossa lucchettabile in 0 e copriterminali, mostrina 48X48mm | http://datasheet.lovatoelectric.com/Rotary_cam_switches/ITA/GX2090U25.pdf | Łącznik krzywkowy serii GX, rozłącznik, 1 pole, 20A, do montażu tablicowego, z żółto/czerwonym pokrętłem blokowanym w pozycji 0, osłonami zacisków i tabliczką 48x48mm | http://datasheet.lovatoelectric.com/Rotary_cam_switches/POL/GX2090U25.pdf | Rotary cam switch GX series, ON-OFF switch 1 pole 20A, for front mounting with red/yellow handle padlockable in 0 and protection covers, front plate 48X48mm | http://datasheet.lovatoelectric.com/Rotary_cam_switches/RON/GX2090U25.pdf
GX2090U47 | GX2010U47.jpg | http://datasheet.lovatoelectric.com/Rotary_cam_switches/products_images/GX2010U47.jpg | Rotary cam switch GX series, ON-OFF switch 1 pole 20A, for snap on front mounting with black handle for hole Ø22mm fixing, front plate 48X48mm | http://datasheet.lovatoelectric.com/Rotary_cam_switches/ENG/GX2090U47.pdf | Commutatore a camme serie GX, interruttore 1 polo da 20A in esecuzione per montaggio frontale con maniglia nera e fissaggio a scatto per foro diametro 22mm, mostrina 48x48mm | http://datasheet.lovatoelectric.com/Rotary_cam_switches/ITA/GX2090U47.pdf | Łącznik krzywkowy serii GX, rozłącznik, 1 pole, 20A, do montażu tablicowego w otworze 22mm z czarnym pokrętłem, montowanym na zatrzask do korpusu i tabliczką 48x48mm | http://datasheet.lovatoelectric.com/Rotary_cam_switches/POL/GX2090U47.pdf | Rotary cam switch GX series, ON-OFF switch 1 pole 20A, for snap on front mounting with black handle for hole Ø22mm fixing, front plate 48X48mm | http://datasheet.lovatoelectric.com/Rotary_cam_switches/RON/GX2090U47.pdf
GX2091O | GX2010O.jpg | http://datasheet.lovatoelectric.com/Rotary_cam_switches/products_images/GX2010O.jpg | Rotary cam switch GX series, ON-OFF switch 2 poles 20A, for rear mounting with black handle, front plate 48X48mm | http://datasheet.lovatoelectric.com/Rotary_cam_switches/ENG/GX2091O.pdf | Commutatore a camme serie GX, interruttore 2 poli da 20A in esecuzione per montaggio a fondo quadro con maniglia nera, mostrina 48X48mm | http://datasheet.lovatoelectric.com/Rotary_cam_switches/ITA/GX2091O.pdf | Łącznik krzywkowy serii GX, rozłącznik, 2 pola, 20A, do montażu wewnątrz szafy z czarnym pokrętłem i tabliczką 48x48mm | http://datasheet.lovatoelectric.com/Rotary_cam_switches/POL/GX2091O.pdf | Rotary cam switch GX series, ON-OFF switch 2 poles 20A, for rear mounting with black handle, front plate 48X48mm | http://datasheet.lovatoelectric.com/Rotary_cam_switches/RON/GX2091O.pdf
GX2091O48 | GX2010O48.jpg | http://datasheet.lovatoelectric.com/Rotary_cam_switches/products_images/GX2010O48.jpg | Rotary cam switch GX series, ON-OFF switch 2 poles 20A, modular service cover for 35mm DIN reail mounting with black handle, front plate 45X54mm | http://datasheet.lovatoelectric.com/Rotary_cam_switches/ENG/GX2091O48.pdf | Commutatore a camme serie GX, interruttore 2 poli da 20A in esecuzione modulare per montaggio su guida DIN con maniglia nera, mostrina 45X54mm | http://datasheet.lovatoelectric.com/Rotary_cam_switches/ITA/GX2091O48.pdf | Łącznik krzywkowy serii GX, rozłącznik, 2 pola, 20A, wykonanie modułowe do montażu na szynie DIN 35mm, z czarnym pokrętłem i tabliczką 45x54mm | http://datasheet.lovatoelectric.com/Rotary_cam_switches/POL/GX2091O48.pdf | Rotary cam switch GX series, ON-OFF switch 2 poles 20A, modular service cover for 35mm DIN reail mounting with black handle, front plate 45X54mm | http://datasheet.lovatoelectric.com/Rotary_cam_switches/RON/GX2091O48.pdf
GX2091O88 | GX2010O88.jpg | http://datasheet.lovatoelectric.com/Rotary_cam_switches/products_images/GX2010O88.jpg | Rotary cam switch GX series, ON-OFF switch 2 poles 20A, for rear mounting with red/yellow handle padlockable in 0, door coupling and protection covers, front plate 48X48mm | http://datasheet.lovatoelectric.com/Rotary_cam_switches/ENG/GX2091O88.pdf | Commutatore a camme serie GX, interruttore 2 poli da 20A in esecuzione per montaggio a fondo quadro con maniglia giallo/rossa lucchettabile in 0 con funzione blocco porta e copriterminali, mostrina 48X48mm | http://datasheet.lovatoelectric.com/Rotary_cam_switches/ITA/GX2091O88.pdf | Łącznik krzywkowy serii GX, rozłącznik, 2 pola, 20A, do montażu wewnątrz szafy, z żółto/czerwonym pokrętłem blokowanym w pozycji 0, trzpieniem, osłonami zacisków i tabliczką 48x48mm | http://datasheet.lovatoelectric.com/Rotary_cam_switches/POL/GX2091O88.pdf | Rotary cam switch GX series, ON-OFF switch 2 poles 20A, for rear mounting with red/yellow handle padlockable in 0, door coupling and protection covers, front plate 48X48mm | http://datasheet.lovatoelectric.com/Rotary_cam_switches/RON/GX2091O88.pdf
GX2091P |  |  | Enclosed rotary cam switch GX series, ON-OFF switch 2 poles 20A in plastic enclosure 90X90mm with black handle | http://datasheet.lovatoelectric.com/Rotary_cam_switches/ENG/GX2091P.pdf | Commutatore a camme serie GX, interruttore 2 poli da 20A in cassetta plastica 90X90mm con maniglia nera | http://datasheet.lovatoelectric.com/Rotary_cam_switches/ITA/GX2091P.pdf | Łącznik krzywkowy serii GX, rozłącznik, 2 pola, 20A, w obudowie 90x90mm i czarnym pokrętłem | http://datasheet.lovatoelectric.com/Rotary_cam_switches/POL/GX2091P.pdf | Enclosed rotary cam switch GX series, ON-OFF switch 2 poles 20A in plastic enclosure 90X90mm with black handle | http://datasheet.lovatoelectric.com/Rotary_cam_switches/RON/GX2091P.pdf
GX2091P25 |  |  | Enclosed rotary cam switch GX series, ON-OFF switch 2 poles 20A in plastic enclosure 90X90mm with red/yellow handle | http://datasheet.lovatoelectric.com/Rotary_cam_switches/ENG/GX2091P25.pdf | Commutatore a camme serie GX, interruttore 2 poli da 20A in cassetta plastica 90X90mm con maniglia giallo/rossa | http://datasheet.lovatoelectric.com/Rotary_cam_switches/ITA/GX2091P25.pdf | Łącznik krzywkowy serii GX, rozłącznik, 2 pola, 20A, w obudowie 90x90mm i żółto/czerwonym pokrętłem | http://datasheet.lovatoelectric.com/Rotary_cam_switches/POL/GX2091P25.pdf | Enclosed rotary cam switch GX series, ON-OFF switch 2 poles 20A in plastic enclosure 90X90mm with red/yellow handle | http://datasheet.lovatoelectric.com/Rotary_cam_switches/RON/GX2091P25.pdf
GX2091U | GX2010U.jpg | http://datasheet.lovatoelectric.com/Rotary_cam_switches/products_images/GX2010U.jpg | Rotary cam switch GX series, ON-OFF switch 2 poles 20A, for front mounting with black handle, front plate 48X48mm | http://datasheet.lovatoelectric.com/Rotary_cam_switches/ENG/GX2091U.pdf | Commutatore a camme serie GX, interruttore 2 poli da 20A in esecuzione per montaggio frontale con maniglia nera, mostrina 48X48mm | http://datasheet.lovatoelectric.com/Rotary_cam_switches/ITA/GX2091U.pdf | Łącznik krzywkowy serii GX, rozłącznik, 2 pola, 20A, do montażu tablicowego, z czarnym pokrętłem i tabliczką 48x48mm | http://datasheet.lovatoelectric.com/Rotary_cam_switches/POL/GX2091U.pdf | Rotary cam switch GX series, ON-OFF switch 2 poles 20A, for front mounting with black handle, front plate 48X48mm | http://datasheet.lovatoelectric.com/Rotary_cam_switches/RON/GX2091U.pdf
GX2091U11 | GX2010U11.jpg | http://datasheet.lovatoelectric.com/Rotary_cam_switches/products_images/GX2010U11.jpg | Rotary cam switch GX series, ON-OFF switch 2 poles 20A, for front mounting with black handle without front plate for hole Ø22mm fixing | http://datasheet.lovatoelectric.com/Rotary_cam_switches/ENG/GX2091U11.pdf | Commutatore a camme serie GX, interruttore 2 poli da 20A in esecuzione per montaggio frontale con maniglia nera senza mostrina con fissaggio foro diametro 22mm | http://datasheet.lovatoelectric.com/Rotary_cam_switches/ITA/GX2091U11.pdf | Łącznik krzywkowy serii GX, rozłącznik, 2 pola, 20A, do montażu tablicowego w otworze 22mm, z czarnym pokrętłem bez tabliczki | http://datasheet.lovatoelectric.com/Rotary_cam_switches/POL/GX2091U11.pdf | Rotary cam switch GX series, ON-OFF switch 2 poles 20A, for front mounting with black handle without front plate for hole Ø22mm fixing | http://datasheet.lovatoelectric.com/Rotary_cam_switches/RON/GX2091U11.pdf
GX2091U12 | GX2010U12.jpg | http://datasheet.lovatoelectric.com/Rotary_cam_switches/products_images/GX2010U12.jpg | Rotary cam switch GX series, ON-OFF switch 2 poles 20A, for front mounting without front plate with key operation for hole Ø22mm fixing | http://datasheet.lovatoelectric.com/Rotary_cam_switches/ENG/GX2091U12.pdf | Commutatore a camme serie GX, interruttore 2 poli da 20A in esecuzione per montaggio frontale senza mostrina con comando a chiave e fissaggio foro diametro 22mm | http://datasheet.lovatoelectric.com/Rotary_cam_switches/ITA/GX2091U12.pdf | Łącznik krzywkowy serii GX, rozłącznik, 2 pola, 20A, do montażu tablicowego w otworze 22mm, sterowanie kluczem, bez tabliczki | http://datasheet.lovatoelectric.com/Rotary_cam_switches/POL/GX2091U12.pdf | Rotary cam switch GX series, ON-OFF switch 2 poles 20A, for front mounting without front plate with key operation for hole Ø22mm fixing | http://datasheet.lovatoelectric.com/Rotary_cam_switches/RON/GX2091U12.pdf
GX2091U25 | GX2010U25.jpg | http://datasheet.lovatoelectric.com/Rotary_cam_switches/products_images/GX2010U25.jpg | Rotary cam switch GX series, ON-OFF switch 2 poles 20A, for front mounting with red/yellow handle padlockable in 0 and protection covers, front plate 48X48mm | http://datasheet.lovatoelectric.com/Rotary_cam_switches/ENG/GX2091U25.pdf | Commutatore a camme serie GX, interruttore 2 poli da 20A in esecuzione per montaggio frontale con maniglia giallo/rossa lucchettabile in 0 e copriterminali, mostrina 48X48mm | http://datasheet.lovatoelectric.com/Rotary_cam_switches/ITA/GX2091U25.pdf | Łącznik krzywkowy serii GX, rozłącznik, 2 pola, 20A, do montażu tablicowego, z żółto/czerwonym pokrętłem blokowanym w pozycji 0, osłonami zacisków i tabliczką 48x48mm | http://datasheet.lovatoelectric.com/Rotary_cam_switches/POL/GX2091U25.pdf | Rotary cam switch GX series, ON-OFF switch 2 poles 20A, for front mounting with red/yellow handle padlockable in 0 and protection covers, front plate 48X48mm | http://datasheet.lovatoelectric.com/Rotary_cam_switches/RON/GX2091U25.pdf
GX2091U47 | GX2010U47.jpg | http://datasheet.lovatoelectric.com/Rotary_cam_switches/products_images/GX2010U47.jpg | Rotary cam switch GX series, ON-OFF switch 2 poles 20A, for snap on front mounting with black handle for hole Ø22mm fixing, front plate 48X48mm | http://datasheet.lovatoelectric.com/Rotary_cam_switches/ENG/GX2091U47.pdf | Commutatore a camme serie GX, interruttore 2 poli da 20A in esecuzione per montaggio frontale con maniglia nera e fissaggio a scatto per foro diametro 22mm, mostrina 48x48mm | http://datasheet.lovatoelectric.com/Rotary_cam_switches/ITA/GX2091U47.pdf | Łącznik krzywkowy serii GX, rozłącznik, 2 pola, 20A, do montażu tablicowego w otworze 22mm z czarnym pokrętłem, montowanym na zatrzask do korpusu i tabliczką 48x48mm | http://datasheet.lovatoelectric.com/Rotary_cam_switches/POL/GX2091U47.pdf | Rotary cam switch GX series, ON-OFF switch 2 poles 20A, for snap on front mounting with black handle for hole Ø22mm fixing, front plate 48X48mm | http://datasheet.lovatoelectric.com/Rotary_cam_switches/RON/GX2091U47.pdf
GX2092O | GX2010O.jpg | http://datasheet.lovatoelectric.com/Rotary_cam_switches/products_images/GX2010O.jpg | Rotary cam switch GX series, ON-OFF switch 4 poles 20A, for rear mounting with black handle, front plate 48X48mm | http://datasheet.lovatoelectric.com/Rotary_cam_switches/ENG/GX2092O.pdf | Commutatore a camme serie GX, interruttore 4 poli da 20A in esecuzione per montaggio a fondo quadro con maniglia nera, mostrina 48X48mm | http://datasheet.lovatoelectric.com/Rotary_cam_switches/ITA/GX2092O.pdf | Łącznik krzywkowy serii GX, rozłącznik, 4 pola, 20A, do montażu wewnątrz szafy z czarnym pokrętłem i tabliczką 48x48mm | http://datasheet.lovatoelectric.com/Rotary_cam_switches/POL/GX2092O.pdf | Rotary cam switch GX series, ON-OFF switch 4 poles 20A, for rear mounting with black handle, front plate 48X48mm | http://datasheet.lovatoelectric.com/Rotary_cam_switches/RON/GX2092O.pdf
GX2092O48 | GX2010O48.jpg | http://datasheet.lovatoelectric.com/Rotary_cam_switches/products_images/GX2010O48.jpg | Rotary cam switch GX series, ON-OFF switch 4 poles 20A, modular service cover for 35mm DIN reail mounting with black handle, front plate 45X54mm | http://datasheet.lovatoelectric.com/Rotary_cam_switches/ENG/GX2092O48.pdf | Commutatore a camme serie GX, interruttore 4 poli da 20A in esecuzione modulare per montaggio su guida DIN con maniglia nera, mostrina 45X54mm | http://datasheet.lovatoelectric.com/Rotary_cam_switches/ITA/GX2092O48.pdf | Łącznik krzywkowy serii GX, rozłącznik, 4 pola, 20A, wykonanie modułowe do montażu na szynie DIN 35mm, z czarnym pokrętłem i tabliczką 45x54mm | http://datasheet.lovatoelectric.com/Rotary_cam_switches/POL/GX2092O48.pdf | Rotary cam switch GX series, ON-OFF switch 4 poles 20A, modular service cover for 35mm DIN reail mounting with black handle, front plate 45X54mm | http://datasheet.lovatoelectric.com/Rotary_cam_switches/RON/GX2092O48.pdf
GX2092O88 | GX2010O88.jpg | http://datasheet.lovatoelectric.com/Rotary_cam_switches/products_images/GX2010O88.jpg | Rotary cam switch GX series, ON-OFF switch 4 poles 20A, for rear mounting with red/yellow handle padlockable in 0, door coupling and protection covers, front plate 48X48mm | http://datasheet.lovatoelectric.com/Rotary_cam_switches/ENG/GX2092O88.pdf | Commutatore a camme serie GX, interruttore 4 poli da 20A in esecuzione per montaggio a fondo quadro con maniglia giallo/rossa lucchettabile in 0 con funzione blocco porta e copriterminali, mostrina 48X48mm | http://datasheet.lovatoelectric.com/Rotary_cam_switches/ITA/GX2092O88.pdf | Łącznik krzywkowy serii GX, rozłącznik, 4 pola, 20A, do montażu wewnątrz szafy, z żółto/czerwonym pokrętłem blokowanym w pozycji 0, trzpieniem, osłonami zacisków i tabliczką 48x48mm | http://datasheet.lovatoelectric.com/Rotary_cam_switches/POL/GX2092O88.pdf | Rotary cam switch GX series, ON-OFF switch 4 poles 20A, for rear mounting with red/yellow handle padlockable in 0, door coupling and protection covers, front plate 48X48mm | http://datasheet.lovatoelectric.com/Rotary_cam_switches/RON/GX2092O88.pdf
GX2092P |  |  | Enclosed rotary cam switch GX series, ON-OFF switch 4 poles 20A in plastic enclosure 90X90mm with black handle | http://datasheet.lovatoelectric.com/Rotary_cam_switches/ENG/GX2092P.pdf | Commutatore a camme serie GX, interruttore 4 poli da 20A in cassetta plastica 90X90mm con maniglia nera | http://datasheet.lovatoelectric.com/Rotary_cam_switches/ITA/GX2092P.pdf | Łącznik krzywkowy serii GX, rozłącznik, 4 pola, 20A, w obudowie 90x90mm i czarnym pokrętłem | http://datasheet.lovatoelectric.com/Rotary_cam_switches/POL/GX2092P.pdf | Enclosed rotary cam switch GX series, ON-OFF switch 4 poles 20A in plastic enclosure 90X90mm with black handle | http://datasheet.lovatoelectric.com/Rotary_cam_switches/RON/GX2092P.pdf
GX2092P25 |  |  | Enclosed rotary cam switch GX series, ON-OFF switch 4 poles 20A in plastic enclosure 90X90mm with red/yellow handle | http://datasheet.lovatoelectric.com/Rotary_cam_switches/ENG/GX2092P25.pdf | Commutatore a camme serie GX, interruttore 4 poli da 20A in cassetta plastica 90X90mm con maniglia giallo/rossa | http://datasheet.lovatoelectric.com/Rotary_cam_switches/ITA/GX2092P25.pdf | Łącznik krzywkowy serii GX, rozłącznik, 4 pola, 20A, w obudowie 90x90mm i żółto/czerwonym pokrętłem | http://datasheet.lovatoelectric.com/Rotary_cam_switches/POL/GX2092P25.pdf | Enclosed rotary cam switch GX series, ON-OFF switch 4 poles 20A in plastic enclosure 90X90mm with red/yellow handle | http://datasheet.lovatoelectric.com/Rotary_cam_switches/RON/GX2092P25.pdf
GX2092U | GX2010U.jpg | http://datasheet.lovatoelectric.com/Rotary_cam_switches/products_images/GX2010U.jpg | Rotary cam switch GX series, ON-OFF switch 4 poles 20A, for front mounting with black handle, front plate 48X48mm | http://datasheet.lovatoelectric.com/Rotary_cam_switches/ENG/GX2092U.pdf | Commutatore a camme serie GX, interruttore 4 poli da 20A in esecuzione per montaggio frontale con maniglia nera, mostrina 48X48mm | http://datasheet.lovatoelectric.com/Rotary_cam_switches/ITA/GX2092U.pdf | Łącznik krzywkowy serii GX, rozłącznik, 4 pola, 20A, do montażu tablicowego, z czarnym pokrętłem i tabliczką 48x48mm | http://datasheet.lovatoelectric.com/Rotary_cam_switches/POL/GX2092U.pdf | Rotary cam switch GX series, ON-OFF switch 4 poles 20A, for front mounting with black handle, front plate 48X48mm | http://datasheet.lovatoelectric.com/Rotary_cam_switches/RON/GX2092U.pdf
GX2092U11 | GX2010U11.jpg | http://datasheet.lovatoelectric.com/Rotary_cam_switches/products_images/GX2010U11.jpg | Rotary cam switch GX series, ON-OFF switch 4 poles 20A, for front mounting with black handle without front plate for hole Ø22mm fixing | http://datasheet.lovatoelectric.com/Rotary_cam_switches/ENG/GX2092U11.pdf | Commutatore a camme serie GX, interruttore 4 poli da 20A in esecuzione per montaggio frontale con maniglia nera senza mostrina con fissaggio foro diametro 22mm | http://datasheet.lovatoelectric.com/Rotary_cam_switches/ITA/GX2092U11.pdf | Łącznik krzywkowy serii GX, rozłącznik, 4 pola, 20A, do montażu tablicowego w otworze 22mm, z czarnym pokrętłem bez tabliczki | http://datasheet.lovatoelectric.com/Rotary_cam_switches/POL/GX2092U11.pdf | Rotary cam switch GX series, ON-OFF switch 4 poles 20A, for front mounting with black handle without front plate for hole Ø22mm fixing | http://datasheet.lovatoelectric.com/Rotary_cam_switches/RON/GX2092U11.pdf
GX2092U12 | GX2010U12.jpg | http://datasheet.lovatoelectric.com/Rotary_cam_switches/products_images/GX2010U12.jpg | Rotary cam switch GX series, ON-OFF switch 4 poles 20A, for front mounting without front plate with key operation for hole Ø22mm fixing | http://datasheet.lovatoelectric.com/Rotary_cam_switches/ENG/GX2092U12.pdf | Commutatore a camme serie GX, interruttore 4 poli da 20A in esecuzione per montaggio frontale senza mostrina con comando a chiave e fissaggio foro diametro 22mm | http://datasheet.lovatoelectric.com/Rotary_cam_switches/ITA/GX2092U12.pdf | Łącznik krzywkowy serii GX, rozłącznik, 4 pola, 20A, do montażu tablicowego w otworze 22mm, sterowanie kluczem, bez tabliczki | http://datasheet.lovatoelectric.com/Rotary_cam_switches/POL/GX2092U12.pdf | Rotary cam switch GX series, ON-OFF switch 4 poles 20A, for front mounting without front plate with key operation for hole Ø22mm fixing | http://datasheet.lovatoelectric.com/Rotary_cam_switches/RON/GX2092U12.pdf
GX2092U25 | GX2010U25.jpg | http://datasheet.lovatoelectric.com/Rotary_cam_switches/products_images/GX2010U25.jpg | Rotary cam switch GX series, ON-OFF switch 4 poles 20A, for front mounting with red/yellow handle padlockable in 0 and protection covers, front plate 48X48mm | http://datasheet.lovatoelectric.com/Rotary_cam_switches/ENG/GX2092U25.pdf | Commutatore a camme serie GX, interruttore 4 poli da 20A in esecuzione per montaggio frontale con maniglia giallo/rossa lucchettabile in 0 e copriterminali, mostrina 48X48mm | http://datasheet.lovatoelectric.com/Rotary_cam_switches/ITA/GX2092U25.pdf | Łącznik krzywkowy serii GX, rozłącznik, 4 pola, 20A, do montażu tablicowego, z żółto/czerwonym pokrętłem blokowanym w pozycji 0, osłonami zacisków i tabliczką 48x48mm | http://datasheet.lovatoelectric.com/Rotary_cam_switches/POL/GX2092U25.pdf | Rotary cam switch GX series, ON-OFF switch 4 poles 20A, for front mounting with red/yellow handle padlockable in 0 and protection covers, front plate 48X48mm | http://datasheet.lovatoelectric.com/Rotary_cam_switches/RON/GX2092U25.pdf
GX2092U47 | GX2010U47.jpg | http://datasheet.lovatoelectric.com/Rotary_cam_switches/products_images/GX2010U47.jpg | Rotary cam switch GX series, ON-OFF switch 4 poles 20A, for snap on front mounting with black handle for hole Ø22mm fixing, front plate 48X48mm | http://datasheet.lovatoelectric.com/Rotary_cam_switches/ENG/GX2092U47.pdf | Commutatore a camme serie GX, interruttore 4 poli da 20A in esecuzione per montaggio frontale con maniglia nera e fissaggio a scatto per foro diametro 22mm, mostrina 48x48mm | http://datasheet.lovatoelectric.com/Rotary_cam_switches/ITA/GX2092U47.pdf | Łącznik krzywkowy serii GX, rozłącznik, 4 pola, 20A, do montażu tablicowego w otworze 22mm z czarnym pokrętłem, montowanym na zatrzask do korpusu i tabliczką 48x48mm | http://datasheet.lovatoelectric.com/Rotary_cam_switches/POL/GX2092U47.pdf | Rotary cam switch GX series, ON-OFF switch 4 poles 20A, for snap on front mounting with black handle for hole Ø22mm fixing, front plate 48X48mm | http://datasheet.lovatoelectric.com/Rotary_cam_switches/RON/GX2092U47.pdf
GX2093O |  |  | Rotary cam switch GX series, multi-step 1-2-3, 3 poles 20A, for rear mounting with black handle, front plate 48X48mm | http://datasheet.lovatoelectric.com/Rotary_cam_switches/ENG/GX2093O.pdf | Commutatore a camme serie GX, multivia 1-2-3 3 poli da 20A in esecuzione per montaggio a fondo quadro con maniglia nera, mostrina 48X48mm | http://datasheet.lovatoelectric.com/Rotary_cam_switches/ITA/GX2093O.pdf | Łącznik krzywkowy serii GX, wielopozycyjny 1-2-3, 3 pola, 20A, do montażu wewnątrz szafy z czarnym pokrętłem i tabliczką 48x48mm | http://datasheet.lovatoelectric.com/Rotary_cam_switches/POL/GX2093O.pdf | Rotary cam switch GX series, multi-step 1-2-3, 3 poles 20A, for rear mounting with black handle, front plate 48X48mm | http://datasheet.lovatoelectric.com/Rotary_cam_switches/RON/GX2093O.pdf
GX2093O48 |  |  | Rotary cam switch GX series, multi-step 1-2-3, 3 poles 20A, modular service cover for 35mm DIN reail mounting with black handle, front plate 45X54mm | http://datasheet.lovatoelectric.com/Rotary_cam_switches/ENG/GX2093O48.pdf | Commutatore a camme serie GX, multivia 1-2-3 3 poli da 20A in esecuzione modulare per montaggio su guida DIN con maniglia nera, mostrina 45X54mm | http://datasheet.lovatoelectric.com/Rotary_cam_switches/ITA/GX2093O48.pdf | Łącznik krzywkowy serii GX, wielopozycyjny 1-2-3, 3 pola, 20A, wykonanie modułowe do montażu na szynie DIN 35mm, z czarnym pokrętłem i tabliczką 45x54mm | http://datasheet.lovatoelectric.com/Rotary_cam_switches/POL/GX2093O48.pdf | Rotary cam switch GX series, multi-step 1-2-3, 3 poles 20A, modular service cover for 35mm DIN reail mounting with black handle, front plate 45X54mm | http://datasheet.lovatoelectric.com/Rotary_cam_switches/RON/GX2093O48.pdf
GX2093P |  |  | Enclosed rotary cam switch GX series, multi-step 1-2-3, 3 poles 20A in plastic enclosure 90X90mm with black handle | http://datasheet.lovatoelectric.com/Rotary_cam_switches/ENG/GX2093P.pdf | Commutatore a camme serie GX, multivia 1-2-3 3 poli da 20A in cassetta plastica 90X90mm con maniglia nera | http://datasheet.lovatoelectric.com/Rotary_cam_switches/ITA/GX2093P.pdf | Łącznik krzywkowy serii GX, wielopozycyjny 1-2-3, 3 pola, 20A, w obudowie 90x90mm i czarnym pokrętłem | http://datasheet.lovatoelectric.com/Rotary_cam_switches/POL/GX2093P.pdf | Enclosed rotary cam switch GX series, multi-step 1-2-3, 3 poles 20A in plastic enclosure 90X90mm with black handle | http://datasheet.lovatoelectric.com/Rotary_cam_switches/RON/GX2093P.pdf
GX2093U |  |  | Rotary cam switch GX series, multi-step 1-2-3, 3 poles 20A, for front mounting with black handle, front plate 48X48mm | http://datasheet.lovatoelectric.com/Rotary_cam_switches/ENG/GX2093U.pdf | Commutatore a camme serie GX, multivia 1-2-3 3 poli da 20A in esecuzione per montaggio frontale con maniglia nera, mostrina 48X48mm | http://datasheet.lovatoelectric.com/Rotary_cam_switches/ITA/GX2093U.pdf | Łącznik krzywkowy serii GX, wielopozycyjny 1-2-3, 3 pola, 20A, do montażu tablicowego, z czarnym pokrętłem i tabliczką 48x48mm | http://datasheet.lovatoelectric.com/Rotary_cam_switches/POL/GX2093U.pdf | Rotary cam switch GX series, multi-step 1-2-3, 3 poles 20A, for front mounting with black handle, front plate 48X48mm | http://datasheet.lovatoelectric.com/Rotary_cam_switches/RON/GX2093U.pdf
GX2093U47 |  |  | Rotary cam switch GX series, multi-step 1-2-3, 3 poles 20A, for snap on front mounting with black handle for hole Ø22mm fixing, front plate 48X48mm | http://datasheet.lovatoelectric.com/Rotary_cam_switches/ENG/GX2093U47.pdf | Commutatore a camme serie GX, multivia 1-2-3 3 poli da 20A in esecuzione per montaggio frontale con maniglia nera e fissaggio a scatto per foro diametro 22mm, mostrina 48X48mm | http://datasheet.lovatoelectric.com/Rotary_cam_switches/ITA/GX2093U47.pdf | Łącznik krzywkowy serii GX, wielopozycyjny 1-2-3, 3 pola, 20A, do montażu tablicowego w otworze 22mm z czarnym pokrętłem, montowanym na zatrzask do korpusu i tabliczką 48x48mm | http://datasheet.lovatoelectric.com/Rotary_cam_switches/POL/GX2093U47.pdf | Rotary cam switch GX series, multi-step 1-2-3, 3 poles 20A, for snap on front mounting with black handle for hole Ø22mm fixing, front plate 48X48mm | http://datasheet.lovatoelectric.com/Rotary_cam_switches/RON/GX2093U47.pdf
GX2094O |  |  | Rotary cam switch GX series, multi-step 1-2-3-4, 3 poles 20A, for rear mounting with black handle, front plate 48X48mm | http://datasheet.lovatoelectric.com/Rotary_cam_switches/ENG/GX2094O.pdf | Commutatore a camme serie GX, multivia 1-2-3-4 3 poli da 20A in esecuzione per montaggio a fondo quadro con maniglia nera, mostrina 48X48mm | http://datasheet.lovatoelectric.com/Rotary_cam_switches/ITA/GX2094O.pdf | Łącznik krzywkowy serii GX, wielopozycyjny 1-2-3-4, 3 pola, 20A, do montażu wewnątrz szafy z czarnym pokrętłem i tabliczką 48x48mm | http://datasheet.lovatoelectric.com/Rotary_cam_switches/POL/GX2094O.pdf | Rotary cam switch GX series, multi-step 1-2-3-4, 3 poles 20A, for rear mounting with black handle, front plate 48X48mm | http://datasheet.lovatoelectric.com/Rotary_cam_switches/RON/GX2094O.pdf
GX2094O48 |  |  | Rotary cam switch GX series, multi-step 1-2-3-4, 3 poles 20A, modular service cover for 35mm DIN reail mounting with black handle, front plate 45X54mm | http://datasheet.lovatoelectric.com/Rotary_cam_switches/ENG/GX2094O48.pdf | Commutatore a camme serie GX, multivia 1-2-3-4 3 poli da 20A in esecuzione modulare per montaggio su guida DIN con maniglia nera, mostrina 45X54mm | http://datasheet.lovatoelectric.com/Rotary_cam_switches/ITA/GX2094O48.pdf | Łącznik krzywkowy serii GX, wielopozycyjny 1-2-3-4, 3 pola, 20A, wykonanie modułowe do montażu na szynie DIN 35mm, z czarnym pokrętłem i tabliczką 45x54mm | http://datasheet.lovatoelectric.com/Rotary_cam_switches/POL/GX2094O48.pdf | Rotary cam switch GX series, multi-step 1-2-3-4, 3 poles 20A, modular service cover for 35mm DIN reail mounting with black handle, front plate 45X54mm | http://datasheet.lovatoelectric.com/Rotary_cam_switches/RON/GX2094O48.pdf
GX2094P |  |  | Enclosed rotary cam switch GX series, multi-step 1-2-3-4, 3 poles 20A in plastic enclosure 90X90mm with black handle | http://datasheet.lovatoelectric.com/Rotary_cam_switches/ENG/GX2094P.pdf | Commutatore a camme serie GX, multivia 1-2-3-4 3 poli da 20A in cassetta plastica 90X90mm con maniglia nera | http://datasheet.lovatoelectric.com/Rotary_cam_switches/ITA/GX2094P.pdf | Łącznik krzywkowy serii GX, wielopozycyjny 1-2-3-4, 3 pola, 20A, w obudowie 90x90mm i czarnym pokrętłem | http://datasheet.lovatoelectric.com/Rotary_cam_switches/POL/GX2094P.pdf | Enclosed rotary cam switch GX series, multi-step 1-2-3-4, 3 poles 20A in plastic enclosure 90X90mm with black handle | http://datasheet.lovatoelectric.com/Rotary_cam_switches/RON/GX2094P.pdf
GX2094U |  |  | Rotary cam switch GX series, multi-step 1-2-3-4, 3 poles 20A, for front mounting with black handle, front plate 48X48mm | http://datasheet.lovatoelectric.com/Rotary_cam_switches/ENG/GX2094U.pdf | Commutatore a camme serie GX, multivia 1-2-3-4 3 poli da 20A in esecuzione per montaggio frontale con maniglia nera, mostrina 48X48mm | http://datasheet.lovatoelectric.com/Rotary_cam_switches/ITA/GX2094U.pdf | Łącznik krzywkowy serii GX, wielopozycyjny 1-2-3-4, 3 pola, 20A, do montażu tablicowego, z czarnym pokrętłem i tabliczką 48x48mm | http://datasheet.lovatoelectric.com/Rotary_cam_switches/POL/GX2094U.pdf | Rotary cam switch GX series, multi-step 1-2-3-4, 3 poles 20A, for front mounting with black handle, front plate 48X48mm | http://datasheet.lovatoelectric.com/Rotary_cam_switches/RON/GX2094U.pdf
GX2094U47 |  |  | Rotary cam switch GX series, multi-step 1-2-3-4, 3 poles 20A, for snap on front mounting with black handle for hole Ø22mm fixing, front plate 48X48mm | http://datasheet.lovatoelectric.com/Rotary_cam_switches/ENG/GX2094U47.pdf | Commutatore a camme serie GX, multivia 1-2-3-4 3 poli da 20A in esecuzione per montaggio frontale con maniglia nera e fissaggio a scatto per foro diametro 22mm, mostrina 48X48mm | http://datasheet.lovatoelectric.com/Rotary_cam_switches/ITA/GX2094U47.pdf | Łącznik krzywkowy serii GX, wielopozycyjny 1-2-3-4, 3 pola, 20A, do montażu tablicowego w otworze 22mm z czarnym pokrętłem, montowanym na zatrzask do korpusu i tabliczką 48x48mm | http://datasheet.lovatoelectric.com/Rotary_cam_switches/POL/GX2094U47.pdf | Rotary cam switch GX series, multi-step 1-2-3-4, 3 poles 20A, for snap on front mounting with black handle for hole Ø22mm fixing, front plate 48X48mm | http://datasheet.lovatoelectric.com/Rotary_cam_switches/RON/GX2094U47.pdf
GX2097O |  |  | Rotary cam switch gx series, ammeter switch 20A, for rear mounting with black handle, front plate 48X48mm | http://datasheet.lovatoelectric.com/Rotary_cam_switches/ENG/GX2097O.pdf | Commutatore a camme serie GX, commutatore amperometrico da 20A in esecuzione per montaggio a fondo quadro con maniglia nera, mostrina 48X48mm | http://datasheet.lovatoelectric.com/Rotary_cam_switches/ITA/GX2097O.pdf | Łącznik krzywkowy serii GX,przełącznik amperomierzy, 20A, do montażu wewnątrz szafy z czarnym pokrętłem i tabliczką 48x48mm | http://datasheet.lovatoelectric.com/Rotary_cam_switches/POL/GX2097O.pdf | Rotary cam switch gx series, ammeter switch 20A, for rear mounting with black handle, front plate 48X48mm | http://datasheet.lovatoelectric.com/Rotary_cam_switches/RON/GX2097O.pdf
GX2097O48 |  |  | Rotary cam switch GX series, ammeter switch 20A, modular service cover for 35mm DIN reail mounting with black handle, front plate 45X54mm | http://datasheet.lovatoelectric.com/Rotary_cam_switches/ENG/GX2097O48.pdf | Commutatore a camme serie GX, commutatore amperometrico da 20A in esecuzione modulare per montaggio su guida DIN con maniglia nera, mostrina 45X54mm | http://datasheet.lovatoelectric.com/Rotary_cam_switches/ITA/GX2097O48.pdf | Łącznik krzywkowy serii GX, przełącznik amperomierzy, 20A, wykonanie modułowe do montażu na szynie DIN 35mm, z czarnym pokrętłem i tabliczką 45x54mm | http://datasheet.lovatoelectric.com/Rotary_cam_switches/POL/GX2097O48.pdf | Rotary cam switch GX series, ammeter switch 20A, modular service cover for 35mm DIN reail mounting with black handle, front plate 45X54mm | http://datasheet.lovatoelectric.com/Rotary_cam_switches/RON/GX2097O48.pdf
GX2097U |  |  | Rotary cam switch GX series, ammeter switch 20A, for front mounting with black handle, front plate 48X48mm | http://datasheet.lovatoelectric.com/Rotary_cam_switches/ENG/GX2097U.pdf | Commutatore a camme serie GX, commutatore amperometrico da 20A in esecuzione per montaggio frontale con maniglia nera, mostrina 48X48mm | http://datasheet.lovatoelectric.com/Rotary_cam_switches/ITA/GX2097U.pdf | Łącznik krzywkowy serii GX, przełącznik amperomierzy, 20A, do montażu tablicowego, z czarnym pokrętłem i tabliczką 48x48mm | http://datasheet.lovatoelectric.com/Rotary_cam_switches/POL/GX2097U.pdf | Rotary cam switch GX series, ammeter switch 20A, for front mounting with black handle, front plate 48X48mm | http://datasheet.lovatoelectric.com/Rotary_cam_switches/RON/GX2097U.pdf
GX2097U47 |  |  | Rotary cam switch GX series, ammeter switch 20A, for snap on front mounting with black handle for hole Ø22mm fixing, front plate 48X48mm | http://datasheet.lovatoelectric.com/Rotary_cam_switches/ENG/GX2097U47.pdf | Commutatore a camme serie GX, commutatore amperometrico da 20A in esecuzione per montaggio frontale con maniglia nera e fissaggio a scatto per foro diametro 22mm, mostrina 48X48mm | http://datasheet.lovatoelectric.com/Rotary_cam_switches/ITA/GX2097U47.pdf | Łącznik krzywkowy serii GX, przełącznik amperomierzy, 20A, do montażu tablicowego w otworze 22mm z czarnym pokrętłem, montowanym na zatrzask do korpusu i tabliczką 48x48mm | http://datasheet.lovatoelectric.com/Rotary_cam_switches/POL/GX2097U47.pdf | Rotary cam switch GX series, ammeter switch 20A, for snap on front mounting with black handle for hole Ø22mm fixing, front plate 48X48mm | http://datasheet.lovatoelectric.com/Rotary_cam_switches/RON/GX2097U47.pdf
GX2098O |  |  | Rotary cam switch gx series, ammeter switch 20A, for rear mounting with black handle, front plate 48X48mm | http://datasheet.lovatoelectric.com/Rotary_cam_switches/ENG/GX2098O.pdf | Commutatore a camme serie GX, commutatore amperometrico da 20A in esecuzione per montaggio a fondo quadro con maniglia nera, mostrina 48X48mm | http://datasheet.lovatoelectric.com/Rotary_cam_switches/ITA/GX2098O.pdf | Łącznik krzywkowy serii GX,przełącznik amperomierzy, 20A, do montażu wewnątrz szafy z czarnym pokrętłem i tabliczką 48x48mm | http://datasheet.lovatoelectric.com/Rotary_cam_switches/POL/GX2098O.pdf | Rotary cam switch gx series, ammeter switch 20A, for rear mounting with black handle, front plate 48X48mm | http://datasheet.lovatoelectric.com/Rotary_cam_switches/RON/GX2098O.pdf
GX2098O48 |  |  | Rotary cam switch GX series, ammeter switch 20A, modular service cover for 35mm DIN reail mounting with black handle, front plate 45X54mm | http://datasheet.lovatoelectric.com/Rotary_cam_switches/ENG/GX2098O48.pdf | Commutatore a camme serie GX, commutatore amperometrico da 20A in esecuzione modulare per montaggio su guida DIN con maniglia nera, mostrina 45X54mm | http://datasheet.lovatoelectric.com/Rotary_cam_switches/ITA/GX2098O48.pdf | Łącznik krzywkowy serii GX, przełącznik amperomierzy, 20A, wykonanie modułowe do montażu na szynie DIN 35mm, z czarnym pokrętłem i tabliczką 45x54mm | http://datasheet.lovatoelectric.com/Rotary_cam_switches/POL/GX2098O48.pdf | Rotary cam switch GX series, ammeter switch 20A, modular service cover for 35mm DIN reail mounting with black handle, front plate 45X54mm | http://datasheet.lovatoelectric.com/Rotary_cam_switches/RON/GX2098O48.pdf
GX2098U |  |  | Rotary cam switch GX series, ammeter switch 20A, for front mounting with black handle, front plate 48X48mm | http://datasheet.lovatoelectric.com/Rotary_cam_switches/ENG/GX2098U.pdf | Commutatore a camme serie GX, commutatore amperometrico da 20A in esecuzione per montaggio frontale con maniglia nera, mostrina 48X48mm | http://datasheet.lovatoelectric.com/Rotary_cam_switches/ITA/GX2098U.pdf | Łącznik krzywkowy serii GX, przełącznik amperomierzy, 20A, do montażu tablicowego, z czarnym pokrętłem i tabliczką 48x48mm | http://datasheet.lovatoelectric.com/Rotary_cam_switches/POL/GX2098U.pdf | Rotary cam switch GX series, ammeter switch 20A, for front mounting with black handle, front plate 48X48mm | http://datasheet.lovatoelectric.com/Rotary_cam_switches/RON/GX2098U.pdf
GX2098U47 |  |  | Rotary cam switch GX series, ammeter switch 20A, for snap on front mounting with black handle for hole Ø22mm fixing, front plate 48X48mm | http://datasheet.lovatoelectric.com/Rotary_cam_switches/ENG/GX2098U47.pdf | Commutatore a camme serie GX, commutatore amperometrico da 20A in esecuzione per montaggio frontale con maniglia nera e fissaggio a scatto per foro diametro 22mm, mostrina 48X48mm | http://datasheet.lovatoelectric.com/Rotary_cam_switches/ITA/GX2098U47.pdf | Łącznik krzywkowy serii GX, przełącznik amperomierzy, 20A, do montażu tablicowego w otworze 22mm z czarnym pokrętłem, montowanym na zatrzask do korpusu i tabliczką 48x48mm | http://datasheet.lovatoelectric.com/Rotary_cam_switches/POL/GX2098U47.pdf | Rotary cam switch GX series, ammeter switch 20A, for snap on front mounting with black handle for hole Ø22mm fixing, front plate 48X48mm | http://datasheet.lovatoelectric.com/Rotary_cam_switches/RON/GX2098U47.pdf
GX3203O | GX4010O.jpg | http://datasheet.lovatoelectric.com/Rotary_cam_switches/products_images/GX4010O.jpg | Rotary cam switch GX series, ON-OFF spring return switch 3 poles 32A, for rear mounting with black handle, front plate 65X65mm | http://datasheet.lovatoelectric.com/Rotary_cam_switches/ENG/GX3203O.pdf | Commutatore a camme serie GX, interruttore con ritorno a molla 3 poli da 32A in esecuzione per montaggio a fondo quadro con maniglia nera, mostrina 65X65mm | http://datasheet.lovatoelectric.com/Rotary_cam_switches/ITA/GX3203O.pdf | Łącznik krzywkowy serii GX, rozłącznik z powrotem do pozycji 0, 3 pola, 32A, do montażu wewnątrz szafy z czarnym pokrętłem i tabliczką 65x65mm | http://datasheet.lovatoelectric.com/Rotary_cam_switches/POL/GX3203O.pdf | Rotary cam switch GX series, ON-OFF spring return switch 3 poles 32A, for rear mounting with black handle, front plate 65X65mm | http://datasheet.lovatoelectric.com/Rotary_cam_switches/RON/GX3203O.pdf
GX3203P |  |  | Enclosed rotary cam switch GX series, ON-OFF spring return switch 3 poles 32A in plastic enclosure 110X110mm with black handle | http://datasheet.lovatoelectric.com/Rotary_cam_switches/ENG/GX3203P.pdf | Commutatore a camme serie GX, interruttore con ritorno a molla 3 poli da 32A in cassetta plastica 110X110mm con maniglia nera | http://datasheet.lovatoelectric.com/Rotary_cam_switches/ITA/GX3203P.pdf | Łącznik krzywkowy serii GX, rozłącznik z powrotem do pozycji 0, 3 pola, 32A, w obudowie 110x110mm i czarnym pokrętłem | http://datasheet.lovatoelectric.com/Rotary_cam_switches/POL/GX3203P.pdf | Enclosed rotary cam switch GX series, ON-OFF spring return switch 3 poles 32A in plastic enclosure 110X110mm with black handle | http://datasheet.lovatoelectric.com/Rotary_cam_switches/RON/GX3203P.pdf
GX3203U | GX4010U.jpg | http://datasheet.lovatoelectric.com/Rotary_cam_switches/products_images/GX4010U.jpg | Rotary cam switch GX series, ON-OFF spring return switch 3 poles 32A, for front mounting with black handle, front plate 65X65mm | http://datasheet.lovatoelectric.com/Rotary_cam_switches/ENG/GX3203U.pdf | Commutatore a camme serie GX, interruttore con ritorno a molla 3 poli da 32A in esecuzione per montaggio frontale con maniglia nera, mostrina 65X65mm | http://datasheet.lovatoelectric.com/Rotary_cam_switches/ITA/GX3203U.pdf | Łącznik krzywkowy serii GX, rozłącznik z powrotem do pozycji 0, 3 pola, 32A, do montażu tablicowego, z czarnym pokrętłem i tabliczką 65x65mm | http://datasheet.lovatoelectric.com/Rotary_cam_switches/POL/GX3203U.pdf | Rotary cam switch GX series, ON-OFF spring return switch 3 poles 32A, for front mounting with black handle, front plate 65X65mm | http://datasheet.lovatoelectric.com/Rotary_cam_switches/RON/GX3203U.pdf
GX3205O |  |  | Rotary cam switch GX series, ON-OFF switch 1 pole 32A, for rear mounting with black handle, front plate 65X65mm | http://datasheet.lovatoelectric.com/Rotary_cam_switches/ENG/GX3205O.pdf | Commutatore a camme serie GX, interruttore 1 polo da 32A in esecuzione per montaggio a fondo quadro con maniglia nera, mostrina 65X65mm | http://datasheet.lovatoelectric.com/Rotary_cam_switches/ITA/GX3205O.pdf | Łącznik krzywkowy serii GX, rozłącznik, 1 pole, 32A, do montażu wewnątrz szafy z czarnym pokrętłem i tabliczką 65x65mm | http://datasheet.lovatoelectric.com/Rotary_cam_switches/POL/GX3205O.pdf | Rotary cam switch GX series, ON-OFF switch 1 pole 32A, for rear mounting with black handle, front plate 65X65mm | http://datasheet.lovatoelectric.com/Rotary_cam_switches/RON/GX3205O.pdf
GX3205O88 |  |  | Rotary cam switch GX series, ON-OFF switch 1 pole 32A, for rear mounting with red/yellow handle padlockable in 0, door coupling and protection covers, front plate 65X65mm | http://datasheet.lovatoelectric.com/Rotary_cam_switches/ENG/GX3205O88.pdf | Commutatore a camme serie GX, interruttore 1 polo da 32A in esecuzione per montaggio a fondo quadro con maniglia giallo/rossa lucchettabile in 0 con funzione blocco porta e copriterminali, mostrina 65X65mm | http://datasheet.lovatoelectric.com/Rotary_cam_switches/ITA/GX3205O88.pdf | Łącznik krzywkowy serii GX, rozłącznik, 1 pole, 32A, do montażu wewnątrz szafy, z żółto/czerwonym pokrętłem blokowanym w pozycji 0, trzpieniem, osłonami zacisków i tabliczką 65x65mm | http://datasheet.lovatoelectric.com/Rotary_cam_switches/POL/GX3205O88.pdf | Rotary cam switch GX series, ON-OFF switch 1 pole 32A, for rear mounting with red/yellow handle padlockable in 0, door coupling and protection covers, front plate 65X65mm | http://datasheet.lovatoelectric.com/Rotary_cam_switches/RON/GX3205O88.pdf
GX3205P |  |  | Enclosed rotary cam switch 7GX SERIES, ON-OFF switch 1 pole 32A in plastic enclosure 110X110mm with black handle | http://datasheet.lovatoelectric.com/Rotary_cam_switches/ENG/GX3205P.pdf | Commutatore a camme serie GX, interruttore 1 polo da 32A in cassetta plastica 110X110mm con maniglia nera | http://datasheet.lovatoelectric.com/Rotary_cam_switches/ITA/GX3205P.pdf | Łącznik krzywkowy serii 7GX, rozłącznik, 1 pole, 32A, w obudowie 110x110mm i czarnym pokrętłem | http://datasheet.lovatoelectric.com/Rotary_cam_switches/POL/GX3205P.pdf | Enclosed rotary cam switch 7GX SERIES, ON-OFF switch 1 pole 32A in plastic enclosure 110X110mm with black handle | http://datasheet.lovatoelectric.com/Rotary_cam_switches/RON/GX3205P.pdf
GX3205P25 |  |  | Enclosed rotary cam switch GX series, ON-OFF switch 1 pole 32A in plastic enclosure 110X110mm with red/yellow handle | http://datasheet.lovatoelectric.com/Rotary_cam_switches/ENG/GX3205P25.pdf | Commutatore a camme serie GX, interruttore 1 polo da 32A in cassetta plastica 110X110mm con maniglia giallo/rossa | http://datasheet.lovatoelectric.com/Rotary_cam_switches/ITA/GX3205P25.pdf | Łącznik krzywkowy serii GX, rozłącznik, 1 pole, 32A, w obudowie 110x110mm i żółto/czerwonym pokrętłem | http://datasheet.lovatoelectric.com/Rotary_cam_switches/POL/GX3205P25.pdf | Enclosed rotary cam switch GX series, ON-OFF switch 1 pole 32A in plastic enclosure 110X110mm with red/yellow handle | http://datasheet.lovatoelectric.com/Rotary_cam_switches/RON/GX3205P25.pdf
GX3205U |  |  | Rotary cam switch GX series, ON-OFF switch 1 pole 32A, for front mounting with black handle, front plate 65X65mm | http://datasheet.lovatoelectric.com/Rotary_cam_switches/ENG/GX3205U.pdf | Commutatore a camme serie GX, interruttore 1 polo da 32A in esecuzione per montaggio frontale con maniglia nera, mostrina 65X65mm | http://datasheet.lovatoelectric.com/Rotary_cam_switches/ITA/GX3205U.pdf | Łącznik krzywkowy serii GX, rozłącznik, 1 pole, 32A, do montażu tablicowego, z czarnym pokrętłem i tabliczką 65x65mm | http://datasheet.lovatoelectric.com/Rotary_cam_switches/POL/GX3205U.pdf | Rotary cam switch GX series, ON-OFF switch 1 pole 32A, for front mounting with black handle, front plate 65X65mm | http://datasheet.lovatoelectric.com/Rotary_cam_switches/RON/GX3205U.pdf
GX3205U25 |  |  | Rotary cam switch GX series, ON-OFF switch 1 pole 32A, for front mounting with red/yellow handle padlockable in 0 and protection covers, front plate 65X65mm | http://datasheet.lovatoelectric.com/Rotary_cam_switches/ENG/GX3205U25.pdf | Commutatore a camme serie GX, interruttore 1 polo da 32A in esecuzione per montaggio frontale con maniglia giallo/rossa lucchettabile in 0 e copriterminali, mostrina 65X65mm | http://datasheet.lovatoelectric.com/Rotary_cam_switches/ITA/GX3205U25.pdf | Łącznik krzywkowy serii GX, rozłącznik, 1 pole, 32A, do montażu tablicowego, z żółto/czerwonym pokrętłem blokowanym w pozycji 0, osłonami zacisków i tabliczką 65x65mm | http://datasheet.lovatoelectric.com/Rotary_cam_switches/POL/GX3205U25.pdf | Rotary cam switch GX series, ON-OFF switch 1 pole 32A, for front mounting with red/yellow handle padlockable in 0 and protection covers, front plate 65X65mm | http://datasheet.lovatoelectric.com/Rotary_cam_switches/RON/GX3205U25.pdf
GX3206O |  |  | Rotary cam switch GX series, ON-OFF switch 2 poles 32A, for rear mounting with black handle, front plate 65X65mm | http://datasheet.lovatoelectric.com/Rotary_cam_switches/ENG/GX3206O.pdf | Commutatore a camme serie GX, interruttore 2 poli da 32A in esecuzione per montaggio a fondo quadro con maniglia nera, mostrina 65X65mm | http://datasheet.lovatoelectric.com/Rotary_cam_switches/ITA/GX3206O.pdf | Łącznik krzywkowy serii GX, rozłącznik, 2 pola, 32A, do montażu wewnątrz szafy z czarnym pokrętłem i tabliczką 65x65mm | http://datasheet.lovatoelectric.com/Rotary_cam_switches/POL/GX3206O.pdf | Rotary cam switch GX series, ON-OFF switch 2 poles 32A, for rear mounting with black handle, front plate 65X65mm | http://datasheet.lovatoelectric.com/Rotary_cam_switches/RON/GX3206O.pdf
GX3206O88 |  |  | Rotary cam switch GX series, ON-OFF switch 2 poles 32A, for rear mounting with red/yellow handle padlockable in 0, door coupling and protection covers, front plate 65X65mm | http://datasheet.lovatoelectric.com/Rotary_cam_switches/ENG/GX3206O88.pdf | Commutatore a camme serie GX, interruttore 2 poli da 32A in esecuzione per montaggio a fondo quadro con maniglia giallo/rossa lucchettabile in 0 con funzione blocco porta e copriterminali, mostrina 65X65mm | http://datasheet.lovatoelectric.com/Rotary_cam_switches/ITA/GX3206O88.pdf | Łącznik krzywkowy serii GX, rozłącznik, 2 pola, 32A, do montażu wewnątrz szafy, z żółto/czerwonym pokrętłem blokowanym w pozycji 0, trzpieniem, osłonami zacisków i tabliczką 65x65mm | http://datasheet.lovatoelectric.com/Rotary_cam_switches/POL/GX3206O88.pdf | Rotary cam switch GX series, ON-OFF switch 2 poles 32A, for rear mounting with red/yellow handle padlockable in 0, door coupling and protection covers, front plate 65X65mm | http://datasheet.lovatoelectric.com/Rotary_cam_switches/RON/GX3206O88.pdf
GX3206P |  |  | Enclosed rotary cam switch 7GX series, ON-OFF switch 2 poles 32A in plastic enclosure 110X110mm with black handle | http://datasheet.lovatoelectric.com/Rotary_cam_switches/ENG/GX3206P.pdf | Commutatore a camme serie GX, interruttore 2 poli da 32A in cassetta plastica 110X110mm con maniglia nera | http://datasheet.lovatoelectric.com/Rotary_cam_switches/ITA/GX3206P.pdf | Łącznik krzywkowy serii 7GX, rozłącznik, 2 pola, 32A, w obudowie 110x110mm i czarnym pokrętłem | http://datasheet.lovatoelectric.com/Rotary_cam_switches/POL/GX3206P.pdf | Enclosed rotary cam switch 7GX series, ON-OFF switch 2 poles 32A in plastic enclosure 110X110mm with black handle | http://datasheet.lovatoelectric.com/Rotary_cam_switches/RON/GX3206P.pdf
GX3206P25 |  |  | Enclosed rotary cam switch GX series, ON-OFF switch 2 poles 32A in plastic enclosure 110X110mm with red/yellow handle | http://datasheet.lovatoelectric.com/Rotary_cam_switches/ENG/GX3206P25.pdf | Commutatore a camme serie GX, interruttore 2 poli da 32A in cassetta plastica 110X110mm con maniglia giallo/rossa | http://datasheet.lovatoelectric.com/Rotary_cam_switches/ITA/GX3206P25.pdf | Łącznik krzywkowy serii GX, rozłącznik, 2 pola, 32A, w obudowie 110x110mm i żółto/czerwonym pokrętłem | http://datasheet.lovatoelectric.com/Rotary_cam_switches/POL/GX3206P25.pdf | Enclosed rotary cam switch GX series, ON-OFF switch 2 poles 32A in plastic enclosure 110X110mm with red/yellow handle | http://datasheet.lovatoelectric.com/Rotary_cam_switches/RON/GX3206P25.pdf
GX3206U |  |  | Rotary cam switch GX series, ON-OFF switch 2 poles 32A, for front mounting with black handle, front plate 65X65mm | http://datasheet.lovatoelectric.com/Rotary_cam_switches/ENG/GX3206U.pdf | Commutatore a camme serie GX, interruttore 2 poli da 32A in esecuzione per montaggio frontale con maniglia nera, mostrina 65X65mm | http://datasheet.lovatoelectric.com/Rotary_cam_switches/ITA/GX3206U.pdf | Łącznik krzywkowy serii GX, rozłącznik, 2 pola, 32A, do montażu tablicowego, z czarnym pokrętłem i tabliczką 65x65mm | http://datasheet.lovatoelectric.com/Rotary_cam_switches/POL/GX3206U.pdf | Rotary cam switch GX series, ON-OFF switch 2 poles 32A, for front mounting with black handle, front plate 65X65mm | http://datasheet.lovatoelectric.com/Rotary_cam_switches/RON/GX3206U.pdf
GX3206U25 |  |  | Rotary cam switch GX series, ON-OFF switch 2 poles 32A, for front mounting with red/yellow handle padlockable in 0 and protection covers, front plate 65X65mm | http://datasheet.lovatoelectric.com/Rotary_cam_switches/ENG/GX3206U25.pdf | Commutatore a camme serie GX, interruttore 2 poli da 32A in esecuzione per montaggio frontale con maniglia giallo/rossa lucchettabile in 0 e copriterminali, mostrina 65X65mm | http://datasheet.lovatoelectric.com/Rotary_cam_switches/ITA/GX3206U25.pdf | Łącznik krzywkowy serii GX, rozłącznik, 2 pola, 32A, do montażu tablicowego, z żółto/czerwonym pokrętłem blokowanym w pozycji 0, osłonami zacisków i tabliczką 65x65mm | http://datasheet.lovatoelectric.com/Rotary_cam_switches/POL/GX3206U25.pdf | Rotary cam switch GX series, ON-OFF switch 2 poles 32A, for front mounting with red/yellow handle padlockable in 0 and protection covers, front plate 65X65mm | http://datasheet.lovatoelectric.com/Rotary_cam_switches/RON/GX3206U25.pdf
GX3207O |  |  | Rotary cam switch GX series, ON-OFF switch 3 poles 32A, for rear mounting with black handle, front plate 65X65mm | http://datasheet.lovatoelectric.com/Rotary_cam_switches/ENG/GX3207O.pdf | Commutatore a camme serie GX, interruttore 3 poli da 32A in esecuzione per montaggio a fondo quadro con maniglia nera, mostrina 65X65mm | http://datasheet.lovatoelectric.com/Rotary_cam_switches/ITA/GX3207O.pdf | Łącznik krzywkowy serii GX, rozłącznik, 3 pola, 32A, do montażu wewnątrz szafy z czarnym pokrętłem i tabliczką 65x65mm | http://datasheet.lovatoelectric.com/Rotary_cam_switches/POL/GX3207O.pdf | Rotary cam switch GX series, ON-OFF switch 3 poles 32A, for rear mounting with black handle, front plate 65X65mm | http://datasheet.lovatoelectric.com/Rotary_cam_switches/RON/GX3207O.pdf
GX3207O88 |  |  | Rotary cam switch GX series, ON-OFF switch 3 poles 32A, for rear mounting with red/yellow handle padlockable in 0, door coupling and protection covers, front plate 65X65mm | http://datasheet.lovatoelectric.com/Rotary_cam_switches/ENG/GX3207O88.pdf | Commutatore a camme serie GX, interruttore 3 poli da 32A in esecuzione per montaggio a fondo quadro con maniglia giallo/rossa lucchettabile in 0 con funzione blocco porta e copriterminali, mostrina 65X65mm | http://datasheet.lovatoelectric.com/Rotary_cam_switches/ITA/GX3207O88.pdf | Łącznik krzywkowy serii GX, rozłącznik, 3 pola, 32A, do montażu wewnątrz szafy, z żółto/czerwonym pokrętłem blokowanym w pozycji 0, trzpieniem, osłonami zacisków i tabliczką 65x65mm | http://datasheet.lovatoelectric.com/Rotary_cam_switches/POL/GX3207O88.pdf | Rotary cam switch GX series, ON-OFF switch 3 poles 32A, for rear mounting with red/yellow handle padlockable in 0, door coupling and protection covers, front plate 65X65mm | http://datasheet.lovatoelectric.com/Rotary_cam_switches/RON/GX3207O88.pdf
GX3207P |  |  | Enclosed rotary cam switch GX series, ON-OFF switch 3 poles 32A in plastic enclosure 110X110mm with black handle | http://datasheet.lovatoelectric.com/Rotary_cam_switches/ENG/GX3207P.pdf | Commutatore a camme serie GX, interruttore 3 poli da 32A in cassetta plastica 110X110mm con maniglia nera | http://datasheet.lovatoelectric.com/Rotary_cam_switches/ITA/GX3207P.pdf | Łącznik krzywkowy serii GX, rozłącznik, 3 pola, 32A, w obudowie 110x110mm i czarnym pokrętłem | http://datasheet.lovatoelectric.com/Rotary_cam_switches/POL/GX3207P.pdf | Enclosed rotary cam switch GX series, ON-OFF switch 3 poles 32A in plastic enclosure 110X110mm with black handle | http://datasheet.lovatoelectric.com/Rotary_cam_switches/RON/GX3207P.pdf
GX3207P25 |  |  | Enclosed rotary cam switch GX series, ON-OFF switch 3 poles 32A in plastic enclosure 110X110mm with red/yellow handle | http://datasheet.lovatoelectric.com/Rotary_cam_switches/ENG/GX3207P25.pdf | Commutatore a camme serie GX, interruttore 3 poli da 32A in cassetta plastica 110X110mm con maniglia giallo/rossa | http://datasheet.lovatoelectric.com/Rotary_cam_switches/ITA/GX3207P25.pdf | Łącznik krzywkowy serii GX, rozłącznik, 3 pola, 32A, w obudowie 110x110mm i żółto/czerwonym pokrętłem | http://datasheet.lovatoelectric.com/Rotary_cam_switches/POL/GX3207P25.pdf | Enclosed rotary cam switch GX series, ON-OFF switch 3 poles 32A in plastic enclosure 110X110mm with red/yellow handle | http://datasheet.lovatoelectric.com/Rotary_cam_switches/RON/GX3207P25.pdf
GX3207U |  |  | Rotary cam switch GX series, ON-OFF switch 3 poles 32A, for front mounting with black handle, front plate 65X65mm | http://datasheet.lovatoelectric.com/Rotary_cam_switches/ENG/GX3207U.pdf | Commutatore a camme serie GX, interruttore 3 poli da 32A in esecuzione per montaggio frontale con maniglia nera, mostrina 65X65mm | http://datasheet.lovatoelectric.com/Rotary_cam_switches/ITA/GX3207U.pdf | Łącznik krzywkowy serii GX, rozłącznik, 3 pola, 32A, do montażu tablicowego, z czarnym pokrętłem i tabliczką 65x65mm | http://datasheet.lovatoelectric.com/Rotary_cam_switches/POL/GX3207U.pdf | Rotary cam switch GX series, ON-OFF switch 3 poles 32A, for front mounting with black handle, front plate 65X65mm | http://datasheet.lovatoelectric.com/Rotary_cam_switches/RON/GX3207U.pdf
GX3207U25 |  |  | Rotary cam switch GX series, ON-OFF switch 3 poles 32A, for front mounting with red/yellow handle padlockable in 0 and protection covers, front plate 65X65mm | http://datasheet.lovatoelectric.com/Rotary_cam_switches/ENG/GX3207U25.pdf | Commutatore a camme serie GX, interruttore 3 poli da 32A in esecuzione per montaggio frontale con maniglia giallo/rossa lucchettabile in 0 e copriterminali, mostrina 65X65mm | http://datasheet.lovatoelectric.com/Rotary_cam_switches/ITA/GX3207U25.pdf | Łącznik krzywkowy serii GX, rozłącznik, 3 pola, 32A, do montażu tablicowego, z żółto/czerwonym pokrętłem blokowanym w pozycji 0, osłonami zacisków i tabliczką 65x65mm | http://datasheet.lovatoelectric.com/Rotary_cam_switches/POL/GX3207U25.pdf | Rotary cam switch GX series, ON-OFF switch 3 poles 32A, for front mounting with red/yellow handle padlockable in 0 and protection covers, front plate 65X65mm | http://datasheet.lovatoelectric.com/Rotary_cam_switches/RON/GX3207U25.pdf
GX3208O |  |  | Rotary cam switch GX series, ON-OFF switch 4 poles 32A, for rear mounting with black handle, front plate 65X65mm | http://datasheet.lovatoelectric.com/Rotary_cam_switches/ENG/GX3208O.pdf | Commutatore a camme serie GX, interruttore 4 poli da 32A in esecuzione per montaggio a fondo quadro con maniglia nera, mostrina 65X65mm | http://datasheet.lovatoelectric.com/Rotary_cam_switches/ITA/GX3208O.pdf | Łącznik krzywkowy serii GX, rozłącznik, 4 pola, 32A, do montażu wewnątrz szafy z czarnym pokrętłem i tabliczką 65x65mm | http://datasheet.lovatoelectric.com/Rotary_cam_switches/POL/GX3208O.pdf | Rotary cam switch GX series, ON-OFF switch 4 poles 32A, for rear mounting with black handle, front plate 65X65mm | http://datasheet.lovatoelectric.com/Rotary_cam_switches/RON/GX3208O.pdf
GX3208O88 |  |  | Rotary cam switch GX series, ON-OFF switch 4 poles 32A, for rear mounting with red/yellow handle padlockable in 0, door coupling and protection covers, front plate 65X65mm | http://datasheet.lovatoelectric.com/Rotary_cam_switches/ENG/GX3208O88.pdf | Commutatore a camme serie GX, interruttore 4 poli da 32A in esecuzione per montaggio a fondo quadro con maniglia giallo/rossa lucchettabile in 0 con funzione blocco porta e copriterminali, mostrina 65X65mm | http://datasheet.lovatoelectric.com/Rotary_cam_switches/ITA/GX3208O88.pdf | Łącznik krzywkowy serii GX, rozłącznik, 4 pola, 32A, do montażu wewnątrz szafy, z żółto/czerwonym pokrętłem blokowanym w pozycji 0, trzpieniem, osłonami zacisków i tabliczką 65x65mm | http://datasheet.lovatoelectric.com/Rotary_cam_switches/POL/GX3208O88.pdf | Rotary cam switch GX series, ON-OFF switch 4 poles 32A, for rear mounting with red/yellow handle padlockable in 0, door coupling and protection covers, front plate 65X65mm | http://datasheet.lovatoelectric.com/Rotary_cam_switches/RON/GX3208O88.pdf
GX3208P |  |  | Enclosed rotary cam switch GX series, ON-OFF switch 4 poles 32A in plastic enclosure 110X110mm with black handle | http://datasheet.lovatoelectric.com/Rotary_cam_switches/ENG/GX3208P.pdf | Commutatore a camme serie GX, interruttore 4 poli da 32A in cassetta plastica 110X110mm con maniglia nera | http://datasheet.lovatoelectric.com/Rotary_cam_switches/ITA/GX3208P.pdf | Łącznik krzywkowy serii GX, rozłącznik, 4 pola, 32A, w obudowie 110x110mm i czarnym pokrętłem | http://datasheet.lovatoelectric.com/Rotary_cam_switches/POL/GX3208P.pdf | Enclosed rotary cam switch GX series, ON-OFF switch 4 poles 32A in plastic enclosure 110X110mm with black handle | http://datasheet.lovatoelectric.com/Rotary_cam_switches/RON/GX3208P.pdf
GX3208P25 |  |  | Enclosed rotary cam switch GX series, ON-OFF switch 4 poles 32A in plastic enclosure 110X110mm with red/yellow handle | http://datasheet.lovatoelectric.com/Rotary_cam_switches/ENG/GX3208P25.pdf | Commutatore a camme serie GX, interruttore 4 poli da 32A in cassetta plastica 110X110mm con maniglia giallo/rossa | http://datasheet.lovatoelectric.com/Rotary_cam_switches/ITA/GX3208P25.pdf | Łącznik krzywkowy serii GX, rozłącznik, 4 pola, 32A, w obudowie 110x110mm i żółto/czerwonym pokrętłem | http://datasheet.lovatoelectric.com/Rotary_cam_switches/POL/GX3208P25.pdf | Enclosed rotary cam switch GX series, ON-OFF switch 4 poles 32A in plastic enclosure 110X110mm with red/yellow handle | http://datasheet.lovatoelectric.com/Rotary_cam_switches/RON/GX3208P25.pdf
GX3208U |  |  | Rotary cam switch GX series, ON-OFF switch 4 poles 32A, for front mounting with black handle, front plate 65X65mm | http://datasheet.lovatoelectric.com/Rotary_cam_switches/ENG/GX3208U.pdf | Commutatore a camme serie GX, interruttore 4 poli da 32A in esecuzione per montaggio frontale con maniglia nera, mostrina 65X65mm | http://datasheet.lovatoelectric.com/Rotary_cam_switches/ITA/GX3208U.pdf | Łącznik krzywkowy serii GX, rozłącznik, 4 pola, 32A, do montażu tablicowego, z czarnym pokrętłem i tabliczką 65x65mm | http://datasheet.lovatoelectric.com/Rotary_cam_switches/POL/GX3208U.pdf | Rotary cam switch GX series, ON-OFF switch 4 poles 32A, for front mounting with black handle, front plate 65X65mm | http://datasheet.lovatoelectric.com/Rotary_cam_switches/RON/GX3208U.pdf
GX3208U25 |  |  | Rotary cam switch GX series, ON-OFF switch 4 poles 32A, for front mounting with red/yellow handle padlockable in 0 and protection covers, front plate 65X65mm | http://datasheet.lovatoelectric.com/Rotary_cam_switches/ENG/GX3208U25.pdf | Commutatore a camme serie GX, interruttore 4 poli da 32A in esecuzione per montaggio frontale con maniglia giallo/rossa lucchettabile in 0 e copriterminali, mostrina 65X65mm | http://datasheet.lovatoelectric.com/Rotary_cam_switches/ITA/GX3208U25.pdf | Łącznik krzywkowy serii GX, rozłącznik, 4 pola, 32A, do montażu tablicowego, z żółto/czerwonym pokrętłem blokowanym w pozycji 0, osłonami zacisków i tabliczką 65x65mm | http://datasheet.lovatoelectric.com/Rotary_cam_switches/POL/GX3208U25.pdf | Rotary cam switch GX series, ON-OFF switch 4 poles 32A, for front mounting with red/yellow handle padlockable in 0 and protection covers, front plate 65X65mm | http://datasheet.lovatoelectric.com/Rotary_cam_switches/RON/GX3208U25.pdf
GX32107O |  |  | Rotary cam switch GX series, multi-step 0-1-2, 1 pole 32A, for rear mounting with black handle, front plate 65X65mm | http://datasheet.lovatoelectric.com/Rotary_cam_switches/ENG/GX32107O.pdf | Commutatore a camme serie GX, multivia 0-1-2 1 polo da 32A in esecuzione per montaggio a fondo quadro con maniglia nera, mostrina 65X65mm | http://datasheet.lovatoelectric.com/Rotary_cam_switches/ITA/GX32107O.pdf | Łącznik krzywkowy serii GX, wielopozycyjny 0-1-2, 1 pole, 32A, do montażu wewnątrz szafy z czarnym pokrętłem i tabliczką 65x65mm | http://datasheet.lovatoelectric.com/Rotary_cam_switches/POL/GX32107O.pdf | Rotary cam switch GX series, multi-step 0-1-2, 1 pole 32A, for rear mounting with black handle, front plate 65X65mm | http://datasheet.lovatoelectric.com/Rotary_cam_switches/RON/GX32107O.pdf
GX32107P |  |  | Enclosed rotary cam switch GX series, multi-step 0-1-2, 1 pole 32A in plastic enclosure 110X110mm with black handle | http://datasheet.lovatoelectric.com/Rotary_cam_switches/ENG/GX32107P.pdf | Commutatore a camme serie GX, multivia 0-1-2 1 polo da 32A in cassetta plastica 110X110mm con maniglia nera | http://datasheet.lovatoelectric.com/Rotary_cam_switches/ITA/GX32107P.pdf | Łącznik krzywkowy serii GX, wielopozycyjny 0-1-2, 1 pole, 32A, w obudowie 110x110mm i czarnym pokrętłem | http://datasheet.lovatoelectric.com/Rotary_cam_switches/POL/GX32107P.pdf | Enclosed rotary cam switch GX series, multi-step 0-1-2, 1 pole 32A in plastic enclosure 110X110mm with black handle | http://datasheet.lovatoelectric.com/Rotary_cam_switches/RON/GX32107P.pdf
GX32107U |  |  | Rotary cam switch GX series, multi-step 0-1-2, 1 pole 32A, for front mounting with black handle, front plate 65X65mm | http://datasheet.lovatoelectric.com/Rotary_cam_switches/ENG/GX32107U.pdf | Commutatore a camme serie GX, multivia 0-1-2 1 polo da 32A in esecuzione per montaggio frontale con maniglia nera, mostrina 65X65mm | http://datasheet.lovatoelectric.com/Rotary_cam_switches/ITA/GX32107U.pdf | Łącznik krzywkowy serii GX, wielopozycyjny 0-1-2, 1 pole, 32A, do montażu tablicowego, z czarnym pokrętłem i tabliczką 65x65mm | http://datasheet.lovatoelectric.com/Rotary_cam_switches/POL/GX32107U.pdf | Rotary cam switch GX series, multi-step 0-1-2, 1 pole 32A, for front mounting with black handle, front plate 65X65mm | http://datasheet.lovatoelectric.com/Rotary_cam_switches/RON/GX32107U.pdf
GX32108O |  |  | Rotary cam switch GX series, multi-step 0-1-2-3, 1 pole 32A, for rear mounting with black handle, front plate 65X65mm | http://datasheet.lovatoelectric.com/Rotary_cam_switches/ENG/GX32108O.pdf | Commutatore a camme serie GX, multivia 0-1-2-3 1 polo da 32A in esecuzione per montaggio a fondo quadro con maniglia nera, mostrina 65X65mm | http://datasheet.lovatoelectric.com/Rotary_cam_switches/ITA/GX32108O.pdf | Łącznik krzywkowy serii GX, wielopozycyjny 0-1-2-3, 1 pole, 32A, do montażu wewnątrz szafy z czarnym pokrętłem i tabliczką 65x65mm | http://datasheet.lovatoelectric.com/Rotary_cam_switches/POL/GX32108O.pdf | Rotary cam switch GX series, multi-step 0-1-2-3, 1 pole 32A, for rear mounting with black handle, front plate 65X65mm | http://datasheet.lovatoelectric.com/Rotary_cam_switches/RON/GX32108O.pdf
GX32108P |  |  | Enclosed rotary cam switch GX series, multi-step 0-1-2-3, 1 pole 32A in plastic enclosure 110X110mm with black handle | http://datasheet.lovatoelectric.com/Rotary_cam_switches/ENG/GX32108P.pdf | Commutatore a camme serie GX, multivia 0-1-2-3 1 polo da 32A in cassetta plastica 110X110mm con maniglia nera | http://datasheet.lovatoelectric.com/Rotary_cam_switches/ITA/GX32108P.pdf | Łącznik krzywkowy serii GX, wielopozycyjny 0-1-2-3, 1 pole, 32A, w obudowie 110x110mm i czarnym pokrętłem | http://datasheet.lovatoelectric.com/Rotary_cam_switches/POL/GX32108P.pdf | Enclosed rotary cam switch GX series, multi-step 0-1-2-3, 1 pole 32A in plastic enclosure 110X110mm with black handle | http://datasheet.lovatoelectric.com/Rotary_cam_switches/RON/GX32108P.pdf
GX32108U |  |  | Rotary cam switch GX series, multi-step 0-1-2-3, 1 pole 32A, for front mounting with black handle, front plate 65X65mm | http://datasheet.lovatoelectric.com/Rotary_cam_switches/ENG/GX32108U.pdf | Commutatore a camme serie GX, multivia 0-1-2-3 1 polo da 32A in esecuzione per montaggio frontale con maniglia nera, mostrina 65X65mm | http://datasheet.lovatoelectric.com/Rotary_cam_switches/ITA/GX32108U.pdf | Łącznik krzywkowy serii GX, wielopozycyjny 0-1-2-3, 1 pole, 32A, do montażu tablicowego, z czarnym pokrętłem i tabliczką 65x65mm | http://datasheet.lovatoelectric.com/Rotary_cam_switches/POL/GX32108U.pdf | Rotary cam switch GX series, multi-step 0-1-2-3, 1 pole 32A, for front mounting with black handle, front plate 65X65mm | http://datasheet.lovatoelectric.com/Rotary_cam_switches/RON/GX32108U.pdf
GX32109O |  |  | Rotary cam switch GX series, multi-step 0-1-2-3-4, 1 pole 32A, for rear mounting with black handle, front plate 65X65mm | http://datasheet.lovatoelectric.com/Rotary_cam_switches/ENG/GX32109O.pdf | Commutatore a camme serie GX, multivia 0-1-2-3-4 1 polo da 32A in esecuzione per montaggio a fondo quadro con maniglia nera, mostrina 65X65mm | http://datasheet.lovatoelectric.com/Rotary_cam_switches/ITA/GX32109O.pdf | Łącznik krzywkowy serii GX, wielopozycyjny 0-1-2-3-4, 1 pole, 32A, do montażu wewnątrz szafy z czarnym pokrętłem i tabliczką 65x65mm | http://datasheet.lovatoelectric.com/Rotary_cam_switches/POL/GX32109O.pdf | Rotary cam switch GX series, multi-step 0-1-2-3-4, 1 pole 32A, for rear mounting with black handle, front plate 65X65mm | http://datasheet.lovatoelectric.com/Rotary_cam_switches/RON/GX32109O.pdf
GX32109P |  |  | Enclosed rotary cam switch GX series, multi-step 0-1-2-3-4, 1 pole 32A in plastic enclosure 110X110mm with black handle | http://datasheet.lovatoelectric.com/Rotary_cam_switches/ENG/GX32109P.pdf | Commutatore a camme serie GX, multivia 0-1-2-3-4 1 polo da 32A in cassetta plastica 110X110mm con maniglia nera | http://datasheet.lovatoelectric.com/Rotary_cam_switches/ITA/GX32109P.pdf | Łącznik krzywkowy serii GX, wielopozycyjny 0-1-2-3-4, 1 pole, 32A, w obudowie 110x110mm i czarnym pokrętłem | http://datasheet.lovatoelectric.com/Rotary_cam_switches/POL/GX32109P.pdf | Enclosed rotary cam switch GX series, multi-step 0-1-2-3-4, 1 pole 32A in plastic enclosure 110X110mm with black handle | http://datasheet.lovatoelectric.com/Rotary_cam_switches/RON/GX32109P.pdf
GX32109U |  |  | Rotary cam switch GX series, multi-step 0-1-2-3-4, 1 pole 32A, for front mounting with black handle, front plate 65X65mm | http://datasheet.lovatoelectric.com/Rotary_cam_switches/ENG/GX32109U.pdf | Commutatore a camme serie GX, multivia 0-1-2-3-4 1 polo da 32A in esecuzione per montaggio frontale con maniglia nera, mostrina 65X65mm | http://datasheet.lovatoelectric.com/Rotary_cam_switches/ITA/GX32109U.pdf | Łącznik krzywkowy serii GX, wielopozycyjny 0-1-2-3-4, 1 pole, 32A, do montażu tablicowego, z czarnym pokrętłem i tabliczką 65x65mm | http://datasheet.lovatoelectric.com/Rotary_cam_switches/POL/GX32109U.pdf | Rotary cam switch GX series, multi-step 0-1-2-3-4, 1 pole 32A, for front mounting with black handle, front plate 65X65mm | http://datasheet.lovatoelectric.com/Rotary_cam_switches/RON/GX32109U.pdf
GX3210O | GX4010O.jpg | http://datasheet.lovatoelectric.com/Rotary_cam_switches/products_images/GX4010O.jpg | Rotary cam switch GX series, ON-OFF switch 3 poles 32A, for rear mounting with black handle, front plate 65X65mm | http://datasheet.lovatoelectric.com/Rotary_cam_switches/ENG/GX3210O.pdf | Commutatore a camme serie GX, interruttore 3 poli da 32A in esecuzione per montaggio a fondo quadro con maniglia nera, mostrina 65X65mm | http://datasheet.lovatoelectric.com/Rotary_cam_switches/ITA/GX3210O.pdf | Łącznik krzywkowy serii GX, rozłącznik, 3 pola, 32A, do montażu wewnątrz szafy z czarnym pokrętłem i tabliczką 65x65mm | http://datasheet.lovatoelectric.com/Rotary_cam_switches/POL/GX3210O.pdf | Rotary cam switch GX series, ON-OFF switch 3 poles 32A, for rear mounting with black handle, front plate 65X65mm | http://datasheet.lovatoelectric.com/Rotary_cam_switches/RON/GX3210O.pdf
GX3210O88 | GX4010O88.jpg | http://datasheet.lovatoelectric.com/Rotary_cam_switches/products_images/GX4010O88.jpg | Rotary cam switch GX series, ON-OFF switch 3 poles 32A, for rear mounting with red/yellow handle padlockable in 0, door coupling and protection covers, front plate 65X65mm | http://datasheet.lovatoelectric.com/Rotary_cam_switches/ENG/GX3210O88.pdf | Commutatore a camme serie GX, interruttore 3 poli da 32A in esecuzione per montaggio a fondo quadro con maniglia giallo/rossa lucchettabile in 0 con funzione blocco porta e copriterminali, mostrina 65X65mm | http://datasheet.lovatoelectric.com/Rotary_cam_switches/ITA/GX3210O88.pdf | Łącznik krzywkowy serii GX, rozłącznik, 3 pola, 32A, do montażu wewnątrz szafy, z żółto/czerwonym pokrętłem blokowanym w pozycji 0, trzpieniem, osłonami zacisków i tabliczką 65x65mm | http://datasheet.lovatoelectric.com/Rotary_cam_switches/POL/GX3210O88.pdf | Rotary cam switch GX series, ON-OFF switch 3 poles 32A, for rear mounting with red/yellow handle padlockable in 0, door coupling and protection covers, front plate 65X65mm | http://datasheet.lovatoelectric.com/Rotary_cam_switches/RON/GX3210O88.pdf
GX3210P |  |  | Enclosed rotary cam switch GX series, ON-OFF switch 3 poles 32A in plastic enclosure 110X110mm with black handle | http://datasheet.lovatoelectric.com/Rotary_cam_switches/ENG/GX3210P.pdf | Commutatore a camme serie GX, interruttore 3 poli da 32A in cassetta plastica 110X110mm con maniglia nera | http://datasheet.lovatoelectric.com/Rotary_cam_switches/ITA/GX3210P.pdf | Łącznik krzywkowy serii GX, rozłącznik, 3 pola, 32A, w obudowie 110x110mm i czarnym pokrętłem | http://datasheet.lovatoelectric.com/Rotary_cam_switches/POL/GX3210P.pdf | Enclosed rotary cam switch GX series, ON-OFF switch 3 poles 32A in plastic enclosure 110X110mm with black handle | http://datasheet.lovatoelectric.com/Rotary_cam_switches/RON/GX3210P.pdf
GX3210P25 |  |  | Enclosed rotary cam switch GX series, ON-OFF switch 3 poles 32A in plastic enclosure 110X110mm with red/yellow handle | http://datasheet.lovatoelectric.com/Rotary_cam_switches/ENG/GX3210P25.pdf | Commutatore a camme serie GX, interruttore 3 poli da 32A in cassetta plastica 110X110mm con maniglia giallo/rossa | http://datasheet.lovatoelectric.com/Rotary_cam_switches/ITA/GX3210P25.pdf | Łącznik krzywkowy serii GX, rozłącznik, 3 pola, 32A, w obudowie 110x110mm i żółto/czerwonym pokrętłem | http://datasheet.lovatoelectric.com/Rotary_cam_switches/POL/GX3210P25.pdf | Enclosed rotary cam switch GX series, ON-OFF switch 3 poles 32A in plastic enclosure 110X110mm with red/yellow handle | http://datasheet.lovatoelectric.com/Rotary_cam_switches/RON/GX3210P25.pdf
GX3210U | GX4010U.jpg | http://datasheet.lovatoelectric.com/Rotary_cam_switches/products_images/GX4010U.jpg | Rotary cam switch GX series, ON-OFF switch 3 poles 32A, for front mounting with black handle, front plate 65X65mm | http://datasheet.lovatoelectric.com/Rotary_cam_switches/ENG/GX3210U.pdf | Commutatore a camme serie GX, interruttore 3 poli da 32A in esecuzione per montaggio frontale con maniglia nera, mostrina 65X65mm | http://datasheet.lovatoelectric.com/Rotary_cam_switches/ITA/GX3210U.pdf | Łącznik krzywkowy serii GX, rozłącznik, 3 pola, 32A, do montażu tablicowego, z czarnym pokrętłem i tabliczką 65x65mm | http://datasheet.lovatoelectric.com/Rotary_cam_switches/POL/GX3210U.pdf | Rotary cam switch GX series, ON-OFF switch 3 poles 32A, for front mounting with black handle, front plate 65X65mm | http://datasheet.lovatoelectric.com/Rotary_cam_switches/RON/GX3210U.pdf
GX3210U25 | GX4010U25.jpg | http://datasheet.lovatoelectric.com/Rotary_cam_switches/products_images/GX4010U25.jpg | Rotary cam switch GX series, ON-OFF switch 3 poles 32A, for front mounting with red/yellow handle padlockable in 0 and protection covers, front plate 65X65mm | http://datasheet.lovatoelectric.com/Rotary_cam_switches/ENG/GX3210U25.pdf | Commutatore a camme serie GX, interruttore 3 poli da 32A in esecuzione per montaggio frontale con maniglia giallo/rossa lucchettabile in 0 e copriterminali, mostrina 65X65mm | http://datasheet.lovatoelectric.com/Rotary_cam_switches/ITA/GX3210U25.pdf | Łącznik krzywkowy serii GX, rozłącznik, 3 pola, 32A, do montażu tablicowego, z żółto/czerwonym pokrętłem blokowanym w pozycji 0, osłonami zacisków i tabliczką 65x65mm | http://datasheet.lovatoelectric.com/Rotary_cam_switches/POL/GX3210U25.pdf | Rotary cam switch GX series, ON-OFF switch 3 poles 32A, for front mounting with red/yellow handle padlockable in 0 and protection covers, front plate 65X65mm | http://datasheet.lovatoelectric.com/Rotary_cam_switches/RON/GX3210U25.pdf
GX32110O |  |  | Rotary cam switch GX series, multi-step 0-1-2-3-4-5, 1 pole 32A, for rear mounting with black handle, front plate 65X65mm | http://datasheet.lovatoelectric.com/Rotary_cam_switches/ENG/GX32110O.pdf | Commutatore a camme serie GX, multivia 0-1-2-3-4-5 1 polo da 32A in esecuzione per montaggio a fondo quadro con maniglia nera, mostrina 65X65mm | http://datasheet.lovatoelectric.com/Rotary_cam_switches/ITA/GX32110O.pdf | Łącznik krzywkowy serii GX, wielopozycyjny 0-1-2-3-4-5, 1 pole, 32A, do montażu wewnątrz szafy z czarnym pokrętłem i tabliczką 65x65mm | http://datasheet.lovatoelectric.com/Rotary_cam_switches/POL/GX32110O.pdf | Rotary cam switch GX series, multi-step 0-1-2-3-4-5, 1 pole 32A, for rear mounting with black handle, front plate 65X65mm | http://datasheet.lovatoelectric.com/Rotary_cam_switches/RON/GX32110O.pdf
GX32110P |  |  | Enclosed rotary cam switch GX series, multi-step 1-2-3-4-5, 1 pole 32A in plastic enclosure 110X110mm with black handle | http://datasheet.lovatoelectric.com/Rotary_cam_switches/ENG/GX32110P.pdf | Commutatore a camme serie GX, multivia 1-2-3-4-5 1 polo da 32A in cassetta plastica 110X110mm con maniglia nera | http://datasheet.lovatoelectric.com/Rotary_cam_switches/ITA/GX32110P.pdf | Łącznik krzywkowy serii GX, wielopozycyjny 1-2-3-4-5, 1 pole, 32A, w obudowie 110x110mm i czarnym pokrętłem | http://datasheet.lovatoelectric.com/Rotary_cam_switches/POL/GX32110P.pdf | Enclosed rotary cam switch GX series, multi-step 1-2-3-4-5, 1 pole 32A in plastic enclosure 110X110mm with black handle | http://datasheet.lovatoelectric.com/Rotary_cam_switches/RON/GX32110P.pdf
GX32110U |  |  | Rotary cam switch GX series, multi-step 0-1-2-3-4-5, 1 pole 32A, for front mounting with black handle, front plate 65X65mm | http://datasheet.lovatoelectric.com/Rotary_cam_switches/ENG/GX32110U.pdf | Commutatore a camme serie GX, multivia 0-1-2-3-4-5 1 polo da 32A in esecuzione per montaggio frontale con maniglia nera, mostrina 65X65mm | http://datasheet.lovatoelectric.com/Rotary_cam_switches/ITA/GX32110U.pdf | Łącznik krzywkowy serii GX, wielopozycyjny 0-1-2-3-4-5, 1 pole, 32A, do montażu tablicowego, z czarnym pokrętłem i tabliczką 65x65mm | http://datasheet.lovatoelectric.com/Rotary_cam_switches/POL/GX32110U.pdf | Rotary cam switch GX series, multi-step 0-1-2-3-4-5, 1 pole 32A, for front mounting with black handle, front plate 65X65mm | http://datasheet.lovatoelectric.com/Rotary_cam_switches/RON/GX32110U.pdf
GX3211O |  |  | Rotary cam switch GX series, 3-phase motor reversing switch 32A, for rear mounting with black handle, front plate 65X65mm | http://datasheet.lovatoelectric.com/Rotary_cam_switches/ENG/GX3211O.pdf | Commutatore a camme serie GX, invertitore di marcia trifase da 32A in esecuzione per montaggio a fondo quadro con maniglia nera, mostrina 65X65mm | http://datasheet.lovatoelectric.com/Rotary_cam_switches/ITA/GX3211O.pdf | Łącznik krzywkowy serii GX, przełącznik zmiany kierunku obrotów silnika 3 fazowego, 32A, do montażu wewnątrz szafy z czarnym pokrętłem i tabliczką 65x65mm | http://datasheet.lovatoelectric.com/Rotary_cam_switches/POL/GX3211O.pdf | Rotary cam switch GX series, 3-phase motor reversing switch 32A, for rear mounting with black handle, front plate 65X65mm | http://datasheet.lovatoelectric.com/Rotary_cam_switches/RON/GX3211O.pdf
GX3211O88 |  |  | Rotary cam switch GX series, 3-phase motor reversing switch 32A, for rear mounting with red/yellow handle padlockable in 0, door coupling and protection covers, front plate 65X65mm | http://datasheet.lovatoelectric.com/Rotary_cam_switches/ENG/GX3211O88.pdf | Commutatore a camme serie GX, invertitore di marcia trifase da 32A in esecuzione per montaggio a fondo quadro con maniglia giallo/rossa lucchettabile in 0 con funzione blocco porta e copriterminali, mostrina 65X65mm | http://datasheet.lovatoelectric.com/Rotary_cam_switches/ITA/GX3211O88.pdf | Łącznik krzywkowy serii GX, przełącznik zmiany kierunku obrotów silnika 3 fazowego, 32A, do montażu wewnątrz szafy, z żółto/czerwonym pokrętłem blokowanym w pozycji 0, trzpieniem, osłonami zacisków i tabliczką 65x65mm | http://datasheet.lovatoelectric.com/Rotary_cam_switches/POL/GX3211O88.pdf | Rotary cam switch GX series, 3-phase motor reversing switch 32A, for rear mounting with red/yellow handle padlockable in 0, door coupling and protection covers, front plate 65X65mm | http://datasheet.lovatoelectric.com/Rotary_cam_switches/RON/GX3211O88.pdf
GX3211P |  |  | Enclosed rotary cam switch GX series, 3-phase motor reversing switch 32A in plastic enclosure 110X110mm with black handle | http://datasheet.lovatoelectric.com/Rotary_cam_switches/ENG/GX3211P.pdf | Commutatore a camme serie GX, invertitore di marcia trifase da 32A in cassetta plastica 110X110mm con maniglia nera | http://datasheet.lovatoelectric.com/Rotary_cam_switches/ITA/GX3211P.pdf | Łącznik krzywkowy serii GX, przełącznik zmiany kierunku obrotów silnika 3 fazowego, 32A, w obudowie 110x110mm i czarnym pokrętłem | http://datasheet.lovatoelectric.com/Rotary_cam_switches/POL/GX3211P.pdf | Enclosed rotary cam switch GX series, 3-phase motor reversing switch 32A in plastic enclosure 110X110mm with black handle | http://datasheet.lovatoelectric.com/Rotary_cam_switches/RON/GX3211P.pdf
GX3211P25 |  |  | Enclosed rotary cam switch GX series, 3-phase motor reversing switch 32A in plastic enclosure 110X110mm with red/yellow handle | http://datasheet.lovatoelectric.com/Rotary_cam_switches/ENG/GX3211P25.pdf | Commutatore a camme serie GX, invertitore di marcia trifase da 32A in cassetta plastica 110X110mm con maniglia giallo/rossa | http://datasheet.lovatoelectric.com/Rotary_cam_switches/ITA/GX3211P25.pdf | Łącznik krzywkowy serii GX, przełącznik zmiany kierunku obrotów silnika 3 fazowego, 32A, w obudowie 110x110mm i żółto/czerwonym pokrętłem | http://datasheet.lovatoelectric.com/Rotary_cam_switches/POL/GX3211P25.pdf | Enclosed rotary cam switch GX series, 3-phase motor reversing switch 32A in plastic enclosure 110X110mm with red/yellow handle | http://datasheet.lovatoelectric.com/Rotary_cam_switches/RON/GX3211P25.pdf
GX3211U | GX3211U.jpg | http://datasheet.lovatoelectric.com/Rotary_cam_switches/products_images/GX3211U.jpg | Rotary cam switch GX series, 3-phase motor reversing switch 32A, for front mounting with black handle, front plate 65X65mm | http://datasheet.lovatoelectric.com/Rotary_cam_switches/ENG/GX3211U.pdf | Commutatore a camme serie GX, invertitore di marcia trifase da 32A in esecuzione per montaggio frontale con maniglia nera, mostrina 65X65mm | http://datasheet.lovatoelectric.com/Rotary_cam_switches/ITA/GX3211U.pdf | Łącznik krzywkowy serii GX, przełącznik zmiany kierunku obrotów silnika 3 fazowego, 32A, do montażu tablicowego, z czarnym pokrętłem i tabliczką 65x65mm | http://datasheet.lovatoelectric.com/Rotary_cam_switches/POL/GX3211U.pdf | Rotary cam switch GX series, 3-phase motor reversing switch 32A, for front mounting with black handle, front plate 65X65mm | http://datasheet.lovatoelectric.com/Rotary_cam_switches/RON/GX3211U.pdf
GX3211U25 |  |  | Rotary cam switch GX series, 3-phase motor reversing switch 32A, for front mounting with red/yellow handle padlockable in 0 and protection covers, front plate 65X65mm | http://datasheet.lovatoelectric.com/Rotary_cam_switches/ENG/GX3211U25.pdf | Commutatore a camme serie GX, invertitore di marcia monofase con ritorno a molla da 32A in esecuzione per montaggio frontale con maniglia giallo/rossa lucchettabile in 0 e copriterminali, mostrina 65X65mm | http://datasheet.lovatoelectric.com/Rotary_cam_switches/ITA/GX3211U25.pdf | Łącznik krzywkowy serii GX, przełącznik zmiany kierunku obrotów silnika 3 fazowego, 32A, do montażu tablicowego, z żółto/czerwonym pokrętłem blokowanym w pozycji 0, osłonami zacisków i tabliczką 65x65mm | http://datasheet.lovatoelectric.com/Rotary_cam_switches/POL/GX3211U25.pdf | Rotary cam switch GX series, 3-phase motor reversing switch 32A, for front mounting with red/yellow handle padlockable in 0 and protection covers, front plate 65X65mm | http://datasheet.lovatoelectric.com/Rotary_cam_switches/RON/GX3211U25.pdf
GX32123O |  |  | Rotary cam switch GX series, multi-step 0-1-2, 2 poles 32A, for rear mounting with black handle, front plate 65X65mm | http://datasheet.lovatoelectric.com/Rotary_cam_switches/ENG/GX32123O.pdf | Commutatore a camme serie GX, multivia 0-1-2 2 poli da 32A in esecuzione per montaggio a fondo quadro con maniglia nera, mostrina 65X65mm | http://datasheet.lovatoelectric.com/Rotary_cam_switches/ITA/GX32123O.pdf | Łącznik krzywkowy serii GX, wielopozycyjny 0-1-2, 2 pola, 32A, do montażu wewnątrz szafy z czarnym pokrętłem i tabliczką 65x65mm | http://datasheet.lovatoelectric.com/Rotary_cam_switches/POL/GX32123O.pdf | Rotary cam switch GX series, multi-step 0-1-2, 2 poles 32A, for rear mounting with black handle, front plate 65X65mm | http://datasheet.lovatoelectric.com/Rotary_cam_switches/RON/GX32123O.pdf
GX32123P |  |  | Enclosed rotary cam switch GX series, multi-step 0-1-2, 2 poles 32A in plastic enclosure 110X110mm with black handle | http://datasheet.lovatoelectric.com/Rotary_cam_switches/ENG/GX32123P.pdf | Commutatore a camme serie GX, multivia 0-1-2 2 poli da 32A in cassetta plastica 110X110mm con maniglia nera | http://datasheet.lovatoelectric.com/Rotary_cam_switches/ITA/GX32123P.pdf | Łącznik krzywkowy serii GX, wielopozycyjny 0-1-2, 2 pola, 32A, w obudowie 110x110mm i czarnym pokrętłem | http://datasheet.lovatoelectric.com/Rotary_cam_switches/POL/GX32123P.pdf | Enclosed rotary cam switch GX series, multi-step 0-1-2, 2 poles 32A in plastic enclosure 110X110mm with black handle | http://datasheet.lovatoelectric.com/Rotary_cam_switches/RON/GX32123P.pdf
GX32123U |  |  | Rotary cam switch GX series, multi-step 0-1-2, 2 poles 32A, for front mounting with black handle, front plate 65X65mm | http://datasheet.lovatoelectric.com/Rotary_cam_switches/ENG/GX32123U.pdf | Commutatore a camme serie GX, multivia 0-1-2 2 poli da 32A in esecuzione per montaggio frontale con maniglia nera, mostrina 65X65mm | http://datasheet.lovatoelectric.com/Rotary_cam_switches/ITA/GX32123U.pdf | Łącznik krzywkowy serii GX, wielopozycyjny 0-1-2, 2 pola, 32A, do montażu tablicowego, z czarnym pokrętłem i tabliczką 65x65mm | http://datasheet.lovatoelectric.com/Rotary_cam_switches/POL/GX32123U.pdf | Rotary cam switch GX series, multi-step 0-1-2, 2 poles 32A, for front mounting with black handle, front plate 65X65mm | http://datasheet.lovatoelectric.com/Rotary_cam_switches/RON/GX32123U.pdf
GX32124O |  |  | Rotary cam switch GX series, multi-step 0-1-2-3, 2 poles 32A, for rear mounting with black handle, front plate 65X65mm | http://datasheet.lovatoelectric.com/Rotary_cam_switches/ENG/GX32124O.pdf | Commutatore a camme serie GX, multivia 0-1-2-3 2 poli da 32A in esecuzione per montaggio a fondo quadro con maniglia nera, mostrina 65X65mm | http://datasheet.lovatoelectric.com/Rotary_cam_switches/ITA/GX32124O.pdf | Łącznik krzywkowy serii GX, wielopozycyjny 0-1-2-3, 2 pola, 32A, do montażu wewnątrz szafy z czarnym pokrętłem i tabliczką 65x65mm | http://datasheet.lovatoelectric.com/Rotary_cam_switches/POL/GX32124O.pdf | Rotary cam switch GX series, multi-step 0-1-2-3, 2 poles 32A, for rear mounting with black handle, front plate 65X65mm | http://datasheet.lovatoelectric.com/Rotary_cam_switches/RON/GX32124O.pdf
GX32124P |  |  | Enclosed rotary cam switch GX series, multi-step 0-1-2-3, 2 poles 32A in plastic enclosure 110X110mm with black handle | http://datasheet.lovatoelectric.com/Rotary_cam_switches/ENG/GX32124P.pdf | Commutatore a camme serie GX, multivia 0-1-2-3 2 poli da 32A in cassetta plastica 110X110mm con maniglia nera | http://datasheet.lovatoelectric.com/Rotary_cam_switches/ITA/GX32124P.pdf | Łącznik krzywkowy serii GX, wielopozycyjny 0-1-2-3, 2 pola, 32A, w obudowie 110x110mm i czarnym pokrętłem | http://datasheet.lovatoelectric.com/Rotary_cam_switches/POL/GX32124P.pdf | Enclosed rotary cam switch GX series, multi-step 0-1-2-3, 2 poles 32A in plastic enclosure 110X110mm with black handle | http://datasheet.lovatoelectric.com/Rotary_cam_switches/RON/GX32124P.pdf
GX32124U |  |  | Rotary cam switch GX series, multi-step 0-1-2-3, 2 poles 32A, for front mounting with black handle, front plate 65X65mm | http://datasheet.lovatoelectric.com/Rotary_cam_switches/ENG/GX32124U.pdf | Commutatore a camme serie GX, multivia 0-1-2-3 2 poli da 32A in esecuzione per montaggio frontale con maniglia nera, mostrina 65X65mm | http://datasheet.lovatoelectric.com/Rotary_cam_switches/ITA/GX32124U.pdf | Łącznik krzywkowy serii GX, wielopozycyjny 0-1-2-3, 2 pola, 32A, do montażu tablicowego, z czarnym pokrętłem i tabliczką 65x65mm | http://datasheet.lovatoelectric.com/Rotary_cam_switches/POL/GX32124U.pdf | Rotary cam switch GX series, multi-step 0-1-2-3, 2 poles 32A, for front mounting with black handle, front plate 65X65mm | http://datasheet.lovatoelectric.com/Rotary_cam_switches/RON/GX32124U.pdf
GX3212O |  |  | Rotary cam switch GX series, star-delta motor starter switch 32A, for rear mounting with black handle, front plate 65X65mm | http://datasheet.lovatoelectric.com/Rotary_cam_switches/ENG/GX3212O.pdf | Commutatore a camme serie GX, avviatore stella-triangolo da 32A in esecuzione per montaggio a fondo quadro con maniglia nera, mostrina 65X65mm | http://datasheet.lovatoelectric.com/Rotary_cam_switches/ITA/GX3212O.pdf | Łącznik krzywkowy serii GX, przełącznik gwiazda-trójkąt, 32A, do montażu wewnątrz szafy z czarnym pokrętłem i tabliczką 65x65mm | http://datasheet.lovatoelectric.com/Rotary_cam_switches/POL/GX3212O.pdf | Rotary cam switch GX series, star-delta motor starter switch 32A, for rear mounting with black handle, front plate 65X65mm | http://datasheet.lovatoelectric.com/Rotary_cam_switches/RON/GX3212O.pdf
GX3212O88 |  |  | Rotary cam switch GX series, star-delta motor starter switch 32A, for rear mounting with red/yellow handle padlockable in 0, door coupling and protection covers, front plate 65X65mm | http://datasheet.lovatoelectric.com/Rotary_cam_switches/ENG/GX3212O88.pdf | Commutatore a camme serie GX, avviatore stella-triangolo da 32A in esecuzione per montaggio a fondo quadro con maniglia giallo/rossa lucchettabile in 0 con funzione blocco porta e copriterminali, mostrina 65X65mm | http://datasheet.lovatoelectric.com/Rotary_cam_switches/ITA/GX3212O88.pdf | Łącznik krzywkowy serii GX, przełącznik gwiazda-trójkąt, 32A, do montażu wewnątrz szafy, z żółto/czerwonym pokrętłem blokowanym w pozycji 0, trzpieniem, osłonami zacisków i tabliczką 65x65mm | http://datasheet.lovatoelectric.com/Rotary_cam_switches/POL/GX3212O88.pdf | Rotary cam switch GX series, star-delta motor starter switch 32A, for rear mounting with red/yellow handle padlockable in 0, door coupling and protection covers, front plate 65X65mm | http://datasheet.lovatoelectric.com/Rotary_cam_switches/RON/GX3212O88.pdf
GX3212P |  |  | Enclosed rotary cam switch GX series, star-delta motor starter switch 32A in plastic enclosure 110X110mm with black handle | http://datasheet.lovatoelectric.com/Rotary_cam_switches/ENG/GX3212P.pdf | Commutatore a camme serie GX, avviatore stella-triangolo da 32A in cassetta plastica 110X110mm con maniglia nera | http://datasheet.lovatoelectric.com/Rotary_cam_switches/ITA/GX3212P.pdf | Łącznik krzywkowy serii GX, przełącznik gwiazda-trójkąt, 32A, w obudowie 110x110mm i czarnym pokrętłem | http://datasheet.lovatoelectric.com/Rotary_cam_switches/POL/GX3212P.pdf | Enclosed rotary cam switch GX series, star-delta motor starter switch 32A in plastic enclosure 110X110mm with black handle | http://datasheet.lovatoelectric.com/Rotary_cam_switches/RON/GX3212P.pdf
GX3212P25 |  |  | Enclosed rotary cam switch GX series, star-delta motor starter, 32A in plastic enclosure 110X110mm with red/yellow handle | http://datasheet.lovatoelectric.com/Rotary_cam_switches/ENG/GX3212P25.pdf | Commutatore a camme serie GX, avviatore stella-triangolo da 32A in cassetta plastica 110X110mm con maniglia giallo/rossa | http://datasheet.lovatoelectric.com/Rotary_cam_switches/ITA/GX3212P25.pdf | Łącznik krzywkowy serii GX, przełącznik gwiazda-trójkąt, 32A, w obudowie 110x110mm i żółto/czerwonym pokrętłem | http://datasheet.lovatoelectric.com/Rotary_cam_switches/POL/GX3212P25.pdf | Enclosed rotary cam switch GX series, star-delta motor starter, 32A in plastic enclosure 110X110mm with red/yellow handle | http://datasheet.lovatoelectric.com/Rotary_cam_switches/RON/GX3212P25.pdf
GX3212U |  |  | Rotary cam switch GX series, star-delta motor starter switch 32A, for front mounting with black handle, front plate 65X65mm | http://datasheet.lovatoelectric.com/Rotary_cam_switches/ENG/GX3212U.pdf | Commutatore a camme serie GX, avviatore stella-triangolo da 32A in esecuzione per montaggio frontale con maniglia nera, mostrina 65X65mm | http://datasheet.lovatoelectric.com/Rotary_cam_switches/ITA/GX3212U.pdf | Łącznik krzywkowy serii GX, przełącznik gwiazda-trójkąt, 32A, do montażu tablicowego, z czarnym pokrętłem i tabliczką 65x65mm | http://datasheet.lovatoelectric.com/Rotary_cam_switches/POL/GX3212U.pdf | Rotary cam switch GX series, star-delta motor starter switch 32A, for front mounting with black handle, front plate 65X65mm | http://datasheet.lovatoelectric.com/Rotary_cam_switches/RON/GX3212U.pdf
GX3212U25 |  |  | Rotary cam switch GX series, star-delta motor starter switch 32A, for front mounting with red/yellow handle padlockable in 0 and protection covers, front plate 65X65mm | http://datasheet.lovatoelectric.com/Rotary_cam_switches/ENG/GX3212U25.pdf | Commutatore a camme serie GX, avviatore stella-triangolo da 32A in esecuzione per montaggio frontale con maniglia giallo/rossa lucchettabile in 0 e copriterminali, mostrina 65X65mm | http://datasheet.lovatoelectric.com/Rotary_cam_switches/ITA/GX3212U25.pdf | Łącznik krzywkowy serii GX, przełącznik gwiazda-trójkąt, 32A, do montażu tablicowego, z żółto/czerwonym pokrętłem blokowanym w pozycji 0, osłonami zacisków i tabliczką 65x65mm | http://datasheet.lovatoelectric.com/Rotary_cam_switches/POL/GX3212U25.pdf | Rotary cam switch GX series, star-delta motor starter switch 32A, for front mounting with red/yellow handle padlockable in 0 and protection covers, front plate 65X65mm | http://datasheet.lovatoelectric.com/Rotary_cam_switches/RON/GX3212U25.pdf
GX32135O |  |  | Rotary cam switch GX series, multi-step 0-1-2, 3 poles 32A, for rear mounting with black handle, front plate 65X65mm | http://datasheet.lovatoelectric.com/Rotary_cam_switches/ENG/GX32135O.pdf | Commutatore a camme serie GX, multivia 0-1-2 3 poli da 32A in esecuzione per montaggio a fondo quadro con maniglia nera, mostrina 65X65mm | http://datasheet.lovatoelectric.com/Rotary_cam_switches/ITA/GX32135O.pdf | Łącznik krzywkowy serii GX, wielopozycyjny 0-1-2, 3 pola, 32A, do montażu wewnątrz szafy z czarnym pokrętłem i tabliczką 65x65mm | http://datasheet.lovatoelectric.com/Rotary_cam_switches/POL/GX32135O.pdf | Rotary cam switch GX series, multi-step 0-1-2, 3 poles 32A, for rear mounting with black handle, front plate 65X65mm | http://datasheet.lovatoelectric.com/Rotary_cam_switches/RON/GX32135O.pdf
GX32135P |  |  | Enclosed rotary cam switch GX series, multi-step 0-1-2, 3 poles 32A in plastic enclosure 110X110mm with black handle | http://datasheet.lovatoelectric.com/Rotary_cam_switches/ENG/GX32135P.pdf | Commutatore a camme serie GX, multivia 0-1-2 3 poli da 32A in cassetta plastica 110X110mm con maniglia nera | http://datasheet.lovatoelectric.com/Rotary_cam_switches/ITA/GX32135P.pdf | Łącznik krzywkowy serii GX, wielopozycyjny 0-1-2, 3 pola, 32A, w obudowie 110x110mm i czarnym pokrętłem | http://datasheet.lovatoelectric.com/Rotary_cam_switches/POL/GX32135P.pdf | Enclosed rotary cam switch GX series, multi-step 0-1-2, 3 poles 32A in plastic enclosure 110X110mm with black handle | http://datasheet.lovatoelectric.com/Rotary_cam_switches/RON/GX32135P.pdf
GX32135U |  |  | Rotary cam switch GX series, multi-step 0-1-2, 3 poles 32A, for front mounting with black handle, front plate 65X65mm | http://datasheet.lovatoelectric.com/Rotary_cam_switches/ENG/GX32135U.pdf | Commutatore a camme serie GX, multivia 0-1-2 3 poli da 32A in esecuzione per montaggio frontale con maniglia nera, mostrina 65X65mm | http://datasheet.lovatoelectric.com/Rotary_cam_switches/ITA/GX32135U.pdf | Łącznik krzywkowy serii GX, wielopozycyjny 0-1-2, 3 pola, 32A, do montażu tablicowego, z czarnym pokrętłem i tabliczką 65x65mm | http://datasheet.lovatoelectric.com/Rotary_cam_switches/POL/GX32135U.pdf | Rotary cam switch GX series, multi-step 0-1-2, 3 poles 32A, for front mounting with black handle, front plate 65X65mm | http://datasheet.lovatoelectric.com/Rotary_cam_switches/RON/GX32135U.pdf
GX32136O |  |  | Rotary cam switch GX series, multi-step 0-1-2-3, 3 poles 32A, for rear mounting with black handle, front plate 65X65mm | http://datasheet.lovatoelectric.com/Rotary_cam_switches/ENG/GX32136O.pdf | Commutatore a camme serie GX, multivia 0-1-2-3 3 poli da 32A in esecuzione per montaggio a fondo quadro con maniglia nera, mostrina 65X65mm | http://datasheet.lovatoelectric.com/Rotary_cam_switches/ITA/GX32136O.pdf | Łącznik krzywkowy serii GX, wielopozycyjny 0-1-2-3, 3 pola, 32A, do montażu wewnątrz szafy z czarnym pokrętłem i tabliczką 65x65mm | http://datasheet.lovatoelectric.com/Rotary_cam_switches/POL/GX32136O.pdf | Rotary cam switch GX series, multi-step 0-1-2-3, 3 poles 32A, for rear mounting with black handle, front plate 65X65mm | http://datasheet.lovatoelectric.com/Rotary_cam_switches/RON/GX32136O.pdf
GX32136U |  |  | Rotary cam switch GX series, multi-step 0-1-2-3, 3 poles 32A, for front mounting with black handle, front plate 65X65mm | http://datasheet.lovatoelectric.com/Rotary_cam_switches/ENG/GX32136U.pdf | Commutatore a camme serie GX, multivia 0-1-2-3 3 poli da 32A in esecuzione per montaggio frontale con maniglia nera, mostrina 65X65mm | http://datasheet.lovatoelectric.com/Rotary_cam_switches/ITA/GX32136U.pdf | Łącznik krzywkowy serii GX, wielopozycyjny 0-1-2-3, 3 pola, 32A, do montażu tablicowego, z czarnym pokrętłem i tabliczką 65x65mm | http://datasheet.lovatoelectric.com/Rotary_cam_switches/POL/GX32136U.pdf | Rotary cam switch GX series, multi-step 0-1-2-3, 3 poles 32A, for front mounting with black handle, front plate 65X65mm | http://datasheet.lovatoelectric.com/Rotary_cam_switches/RON/GX32136U.pdf
GX3213O |  |  | Rotary cam switch GX series, Dahlander motor control switch 1-0-2, 32A, for rear mounting with black handle, front plate 65X65mm | http://datasheet.lovatoelectric.com/Rotary_cam_switches/ENG/GX3213O.pdf | Commutatore a camme serie GX, avviatore per motori Dahlander 1-0-2 da 32A in esecuzione per montaggio a fondo quadro con maniglia nera, mostrina 65X65mm | http://datasheet.lovatoelectric.com/Rotary_cam_switches/ITA/GX3213O.pdf | Łącznik krzywkowy serii GX, przełącznik silnika dwubiegunowego 1-0-2, układ Dahlandera, 32A, do montażu wewnątrz szafy z czarnym pokrętłem i tabliczką 65x65mm | http://datasheet.lovatoelectric.com/Rotary_cam_switches/POL/GX3213O.pdf | Rotary cam switch GX series, Dahlander motor control switch 1-0-2, 32A, for rear mounting with black handle, front plate 65X65mm | http://datasheet.lovatoelectric.com/Rotary_cam_switches/RON/GX3213O.pdf
GX3213O88 |  |  | Rotary cam switch GX series, Dahlander motor control switch 1-0-2, 32A, for rear mounting with red/yellow handle padlockable in 0, door coupling and protection covers, front plate 65X65mm | http://datasheet.lovatoelectric.com/Rotary_cam_switches/ENG/GX3213O88.pdf | Commutatore a camme serie GX, avviatore per motori Dahlander 1-0-2 da 32A in esecuzione per montaggio a fondo quadro con maniglia giallo/rossa lucchettabile in 0 con funzione blocco porta e copriterminali, mostrina 65X65mm | http://datasheet.lovatoelectric.com/Rotary_cam_switches/ITA/GX3213O88.pdf | Łącznik krzywkowy serii GX, przełącznik silnika dwubiegunowego 1-0-2, układ Dahlandera, 32A, do montażu wewnątrz szafy, z żółto/czerwonym pokrętłem blokowanym w pozycji 0, trzpieniem, osłonami zacisków i tabliczką 65x65mm | http://datasheet.lovatoelectric.com/Rotary_cam_switches/POL/GX3213O88.pdf | Rotary cam switch GX series, Dahlander motor control switch 1-0-2, 32A, for rear mounting with red/yellow handle padlockable in 0, door coupling and protection covers, front plate 65X65mm | http://datasheet.lovatoelectric.com/Rotary_cam_switches/RON/GX3213O88.pdf
GX3213P |  |  | Enclosed rotary cam switch 7GX series, Dahlander motor control switch 1-0-2, 32A in plastic enclosure 110X110mm with black handle | http://datasheet.lovatoelectric.com/Rotary_cam_switches/ENG/GX3213P.pdf | Commutatore a camme serie GX, avviatore per motori Dahlander 1-0-2 da 32A in cassetta plastica 110X110mm con maniglia nera | http://datasheet.lovatoelectric.com/Rotary_cam_switches/ITA/GX3213P.pdf | Łącznik krzywkowy serii 7GX, przełącznik silnika dwubiegunowego 1-0-2, układ Dahlandera, 32A, w obudowie 110x110mm i czarnym pokrętłem | http://datasheet.lovatoelectric.com/Rotary_cam_switches/POL/GX3213P.pdf | Enclosed rotary cam switch 7GX series, Dahlander motor control switch 1-0-2, 32A in plastic enclosure 110X110mm with black handle | http://datasheet.lovatoelectric.com/Rotary_cam_switches/RON/GX3213P.pdf
GX3213P25 |  |  | Enclosed rotary cam switch GX series, Dahlander motor control switch 1-0-2, 32A in plastic enclosure 110X110mm with red/yellow handle | http://datasheet.lovatoelectric.com/Rotary_cam_switches/ENG/GX3213P25.pdf | Commutatore a camme serie GX, avviatore per motori Dahlander 1-0-2 da 32A in cassetta plastica 110X110mm con maniglia giallo/rossa | http://datasheet.lovatoelectric.com/Rotary_cam_switches/ITA/GX3213P25.pdf | Łącznik krzywkowy serii GX, przełącznik silnika dwubiegunowego 1-0-2, układ Dahlandera, 32A, w obudowie 110x110mm i żółto/czerwonym pokrętłem | http://datasheet.lovatoelectric.com/Rotary_cam_switches/POL/GX3213P25.pdf | Enclosed rotary cam switch GX series, Dahlander motor control switch 1-0-2, 32A in plastic enclosure 110X110mm with red/yellow handle | http://datasheet.lovatoelectric.com/Rotary_cam_switches/RON/GX3213P25.pdf
GX3213U |  |  | Rotary cam switch GX series, Dahlander motor control switch 1-0-2, 32A, for front mounting with black handle, front plate 65X65mm | http://datasheet.lovatoelectric.com/Rotary_cam_switches/ENG/GX3213U.pdf | Commutatore a camme serie GX, avviatore per motori Dahlander 1-0-2 da 32A in esecuzione per montaggio frontale con maniglia nera, mostrina 65X65mm | http://datasheet.lovatoelectric.com/Rotary_cam_switches/ITA/GX3213U.pdf | Łącznik krzywkowy serii GX, przełącznik silnika dwubiegunowego 1-0-2, układ Dahlandera, 32A, do montażu tablicowego, z czarnym pokrętłem i tabliczką 65x65mm | http://datasheet.lovatoelectric.com/Rotary_cam_switches/POL/GX3213U.pdf | Rotary cam switch GX series, Dahlander motor control switch 1-0-2, 32A, for front mounting with black handle, front plate 65X65mm | http://datasheet.lovatoelectric.com/Rotary_cam_switches/RON/GX3213U.pdf
GX3213U25 |  |  | Rotary cam switch GX series, Dahlander motor control switch 1-0-2, 32A, for front mounting with red/yellow handle padlockable in 0 and protection covers, front plate 65X65mm | http://datasheet.lovatoelectric.com/Rotary_cam_switches/ENG/GX3213U25.pdf | Commutatore a camme serie GX, avviatore per motori Dahlander 1-0-2 da 32A in esecuzione per montaggio frontale con maniglia giallo/rossa lucchettabile in 0 e copriterminali, mostrina 65X65mm | http://datasheet.lovatoelectric.com/Rotary_cam_switches/ITA/GX3213U25.pdf | Łącznik krzywkowy serii GX, przełącznik silnika dwubiegunowego 1-0-2, układ Dahlandera, 32A, do montażu tablicowego, z żółto/czerwonym pokrętłem blokowanym w pozycji 0, osłonami zacisków i tabliczką 65x65mm | http://datasheet.lovatoelectric.com/Rotary_cam_switches/POL/GX3213U25.pdf | Rotary cam switch GX series, Dahlander motor control switch 1-0-2, 32A, for front mounting with red/yellow handle padlockable in 0 and protection covers, front plate 65X65mm | http://datasheet.lovatoelectric.com/Rotary_cam_switches/RON/GX3213U25.pdf
GX3219O |  |  | Rotary cam switch GX series, Dahlander motor control switch 0-1-2, 32A, for rear mounting with black handle, front plate 65X65mm | http://datasheet.lovatoelectric.com/Rotary_cam_switches/ENG/GX3219O.pdf | Commutatore a camme serie GX, avviatore per motori Dahlander 0-1-2 da 32A in esecuzione per montaggio a fondo quadro con maniglia nera, mostrina 65X65mm | http://datasheet.lovatoelectric.com/Rotary_cam_switches/ITA/GX3219O.pdf | Łącznik krzywkowy serii GX, przełącznik silnika dwubiegunowego 0-1-2, układ Dahlandera, 32A, do montażu wewnątrz szafy z czarnym pokrętłem i tabliczką 65x65mm | http://datasheet.lovatoelectric.com/Rotary_cam_switches/POL/GX3219O.pdf | Rotary cam switch GX series, Dahlander motor control switch 0-1-2, 32A, for rear mounting with black handle, front plate 65X65mm | http://datasheet.lovatoelectric.com/Rotary_cam_switches/RON/GX3219O.pdf
GX3219O88 |  |  | Rotary cam switch GX series, Dahlander motor control switch 0-1-2, 32A, for rear mounting with red/yellow handle padlockable in 0, door coupling and protection covers, front plate 65X65mm | http://datasheet.lovatoelectric.com/Rotary_cam_switches/ENG/GX3219O88.pdf | Commutatore a camme serie GX, avviatore per motori Dahlander 0-1-2 da 32A in esecuzione per montaggio a fondo quadro con maniglia giallo/rossa lucchettabile in 0 con funzione blocco porta e copriterminali, mostrina 65X65mm | http://datasheet.lovatoelectric.com/Rotary_cam_switches/ITA/GX3219O88.pdf | Łącznik krzywkowy serii GX, przełącznik silnika dwubiegunowego 0-1-2, układ Dahlandera, 32A, do montażu wewnątrz szafy, z żółto/czerwonym pokrętłem blokowanym w pozycji 0, trzpieniem, osłonami zacisków i tabliczką 65x65mm | http://datasheet.lovatoelectric.com/Rotary_cam_switches/POL/GX3219O88.pdf | Rotary cam switch GX series, Dahlander motor control switch 0-1-2, 32A, for rear mounting with red/yellow handle padlockable in 0, door coupling and protection covers, front plate 65X65mm | http://datasheet.lovatoelectric.com/Rotary_cam_switches/RON/GX3219O88.pdf
GX3219P |  |  | Enclosed rotary cam switch GX series, Dahlander motor control switch 0-1-2, 32A in plastic enclosure 110X110mm with black handle | http://datasheet.lovatoelectric.com/Rotary_cam_switches/ENG/GX3219P.pdf | Commutatore a camme serie GX, avviatore per motori Dahlander 0-1-2 da 32A in cassetta plastica 110X110mm con maniglia nera | http://datasheet.lovatoelectric.com/Rotary_cam_switches/ITA/GX3219P.pdf | Łącznik krzywkowy serii GX, przełącznik silnika dwubiegunowego 0-1-2, układ Dahlandera, 32A, w obudowie 110x110mm i czarnym pokrętłem | http://datasheet.lovatoelectric.com/Rotary_cam_switches/POL/GX3219P.pdf | Enclosed rotary cam switch GX series, Dahlander motor control switch 0-1-2, 32A in plastic enclosure 110X110mm with black handle | http://datasheet.lovatoelectric.com/Rotary_cam_switches/RON/GX3219P.pdf
GX3219P25 |  |  | Enclosed rotary cam switch GX series, Dahlander motor control switch 0-1-2, 32A in plastic enclosure 110X110mm with red/yellow handle | http://datasheet.lovatoelectric.com/Rotary_cam_switches/ENG/GX3219P25.pdf | Commutatore a camme serie GX, avviatore per motori Dahlander 0-1-2 da 32A in cassetta plastica 110X110mm con maniglia giallo/rossa | http://datasheet.lovatoelectric.com/Rotary_cam_switches/ITA/GX3219P25.pdf | Łącznik krzywkowy serii GX, przełącznik silnika dwubiegunowego 0-1-2, układ Dahlandera, 32A, w obudowie 110x110mm i żółto/czerwonym pokrętłem | http://datasheet.lovatoelectric.com/Rotary_cam_switches/POL/GX3219P25.pdf | Enclosed rotary cam switch GX series, Dahlander motor control switch 0-1-2, 32A in plastic enclosure 110X110mm with red/yellow handle | http://datasheet.lovatoelectric.com/Rotary_cam_switches/RON/GX3219P25.pdf
GX3219U |  |  | Rotary cam switch GX series, Dahlander motor control switch 0-1-2, 32A, for front mounting with black handle, front plate 65X65mm | http://datasheet.lovatoelectric.com/Rotary_cam_switches/ENG/GX3219U.pdf | Commutatore a camme serie GX, avviatore per motori Dahlander 0-1-2 da 32A in esecuzione per montaggio frontale con maniglia nera, mostrina 65X65mm | http://datasheet.lovatoelectric.com/Rotary_cam_switches/ITA/GX3219U.pdf | Łącznik krzywkowy serii GX, przełącznik silnika dwubiegunowego 0-1-2, układ Dahlandera, 32A, do montażu tablicowego, z czarnym pokrętłem i tabliczką 65x65mm | http://datasheet.lovatoelectric.com/Rotary_cam_switches/POL/GX3219U.pdf | Rotary cam switch GX series, Dahlander motor control switch 0-1-2, 32A, for front mounting with black handle, front plate 65X65mm | http://datasheet.lovatoelectric.com/Rotary_cam_switches/RON/GX3219U.pdf
GX3219U25 |  |  | Rotary cam switch GX series, Dahlander motor control switch 0-1-2, 32A, for front mounting with red/yellow handle padlockable in 0 and protection covers, front plate 65X65mm | http://datasheet.lovatoelectric.com/Rotary_cam_switches/ENG/GX3219U25.pdf | Commutatore a camme serie GX, avviatore per motori Dahlander 0-1-2 da 32A in esecuzione per montaggio frontale con maniglia giallo/rossa lucchettabile in 0 e copriterminali, mostrina 65X65mm | http://datasheet.lovatoelectric.com/Rotary_cam_switches/ITA/GX3219U25.pdf | Łącznik krzywkowy serii GX, przełącznik silnika dwubiegunowego 0-1-2, układ Dahlandera, 32A, do montażu tablicowego, z żółto/czerwonym pokrętłem blokowanym w pozycji 0, osłonami zacisków i tabliczką 65x65mm | http://datasheet.lovatoelectric.com/Rotary_cam_switches/POL/GX3219U25.pdf | Rotary cam switch GX series, Dahlander motor control switch 0-1-2, 32A, for front mounting with red/yellow handle padlockable in 0 and protection covers, front plate 65X65mm | http://datasheet.lovatoelectric.com/Rotary_cam_switches/RON/GX3219U25.pdf
GX3220O |  |  | Rotary cam switch GX series, Dahlander motor 2-speed reversing switch, 32A, for rear mounting with black handle, front plate 65X65mm | http://datasheet.lovatoelectric.com/Rotary_cam_switches/ENG/GX3220O.pdf | Commutatore a camme serie GX, invertitore di marcia a 2 velocita' per motori Dahlander da 32A in esecuzione per montaggio a fondo quadro con maniglia nera, mostrina 65X65mm | http://datasheet.lovatoelectric.com/Rotary_cam_switches/ITA/GX3220O.pdf | Łącznik krzywkowy serii GX, przełącznik zmiany kirunku obrotów silnika dwubiegunowego, układ Dahlandera, 32A, do montażu wewnątrz szafy z czarnym pokrętłem i tabliczką 65x65mm | http://datasheet.lovatoelectric.com/Rotary_cam_switches/POL/GX3220O.pdf | Rotary cam switch GX series, Dahlander motor 2-speed reversing switch, 32A, for rear mounting with black handle, front plate 65X65mm | http://datasheet.lovatoelectric.com/Rotary_cam_switches/RON/GX3220O.pdf
GX3220O88 |  |  | Rotary cam switch GX series, Dahlander motor 2-speed reversing switch, 32A, for rear mounting with red/yellow handle padlockable in 0, door coupling and protection covers, front plate 65X65mm | http://datasheet.lovatoelectric.com/Rotary_cam_switches/ENG/GX3220O88.pdf | Commutatore a camme serie GX, invertitore di marcia a 2 velocita' per motori Dahlander da 32A in esecuzione per montaggio a fondo quadro con maniglia giallo/rossa lucchettabile in 0 con funzione blocco porta e copriterminali, mostrina 65X65mm | http://datasheet.lovatoelectric.com/Rotary_cam_switches/ITA/GX3220O88.pdf | Łącznik krzywkowy serii GX, przełącznik zmiany kirunku obrotów silnika dwubiegunowego, układ Dahlandera, 32A, do montażu wewnątrz szafy, z żółto/czerwonym pokrętłem blokowanym w pozycji 0, trzpieniem, osłonami zacisków i tabliczką 65x65mm | http://datasheet.lovatoelectric.com/Rotary_cam_switches/POL/GX3220O88.pdf | Rotary cam switch GX series, Dahlander motor 2-speed reversing switch, 32A, for rear mounting with red/yellow handle padlockable in 0, door coupling and protection covers, front plate 65X65mm | http://datasheet.lovatoelectric.com/Rotary_cam_switches/RON/GX3220O88.pdf
GX3220U |  |  | Rotary cam switch GX series, Dahlander motor 2-speed reversing switch, 32A, for front mounting with black handle, front plate 65X65mm | http://datasheet.lovatoelectric.com/Rotary_cam_switches/ENG/GX3220U.pdf | Commutatore a camme serie GX, invertitore di marcia a 2 velocita' per motori Dahlander da 32A in esecuzione per montaggio frontale con maniglia nera, mostrina 65X65mm | http://datasheet.lovatoelectric.com/Rotary_cam_switches/ITA/GX3220U.pdf | Łącznik krzywkowy serii GX, przełącznik zmiany kirunku obrotów silnika dwubiegunowego, układ Dahlandera, 32A, do montażu tablicowego, z czarnym pokrętłem i tabliczką 65x65mm | http://datasheet.lovatoelectric.com/Rotary_cam_switches/POL/GX3220U.pdf | Rotary cam switch GX series, Dahlander motor 2-speed reversing switch, 32A, for front mounting with black handle, front plate 65X65mm | http://datasheet.lovatoelectric.com/Rotary_cam_switches/RON/GX3220U.pdf
GX3220U25 |  |  | Rotary cam switch GX series, Dahlander motor 2-speed reversing switch, 32A, for front mounting with red/yellow handle padlockable in 0 and protection covers, front plate 65X65mm | http://datasheet.lovatoelectric.com/Rotary_cam_switches/ENG/GX3220U25.pdf | Commutatore a camme serie GX, invertitore di marcia a 2 velocita' per motori Dahlander da 32A in esecuzione per montaggio frontale con maniglia giallo/rossa lucchettabile in 0 e copriterminali, mostrina 65X65mm | http://datasheet.lovatoelectric.com/Rotary_cam_switches/ITA/GX3220U25.pdf | Łącznik krzywkowy serii GX, przełącznik zmiany kirunku obrotów silnika dwubiegunowego, układ Dahlandera, 32A, do montażu tablicowego, z żółto/czerwonym pokrętłem blokowanym w pozycji 0, osłonami zacisków i tabliczką 65x65mm | http://datasheet.lovatoelectric.com/Rotary_cam_switches/POL/GX3220U25.pdf | Rotary cam switch GX series, Dahlander motor 2-speed reversing switch, 32A, for front mounting with red/yellow handle padlockable in 0 and protection covers, front plate 65X65mm | http://datasheet.lovatoelectric.com/Rotary_cam_switches/RON/GX3220U25.pdf
GX3225O |  |  | Rotary cam switch GX series, 1-phase motor reversing switch with spring return 32A, for rear mounting with black handle, front plate 65X65mm | http://datasheet.lovatoelectric.com/Rotary_cam_switches/ENG/GX3225O.pdf | Commutatore a camme serie GX, invertitore di marcia monofase con ritorno a molla da 32A in esecuzione per montaggio a fondo quadro con maniglia nera, mostrina 65X65mm | http://datasheet.lovatoelectric.com/Rotary_cam_switches/ITA/GX3225O.pdf | Łącznik krzywkowy serii GX, przełącznik zmiany kierunku obrotów silnika 1 fazowego, z powrotem do pozycji 0, 32A, do montażu wewnątrz szafy z czarnym pokrętłem i tabliczką 65x65mm | http://datasheet.lovatoelectric.com/Rotary_cam_switches/POL/GX3225O.pdf | Rotary cam switch GX series, 1-phase motor reversing switch with spring return 32A, for rear mounting with black handle, front plate 65X65mm | http://datasheet.lovatoelectric.com/Rotary_cam_switches/RON/GX3225O.pdf
GX3225O88 |  |  | Rotary cam switch GX series, 1-phase motor reversing switch with spring return 32A, for rear mounting with red/yellow handle padlockable in 0, door coupling and protection covers, front plate 65X65mm | http://datasheet.lovatoelectric.com/Rotary_cam_switches/ENG/GX3225O88.pdf | Commutatore a camme serie GX, invertitore di marcia monofase con ritorno a molla da 32A in esecuzione per montaggio a fondo quadro con maniglia giallo/rossa lucchettabile in 0 con funzione blocco porta e copriterminali, mostrina 65X65mm | http://datasheet.lovatoelectric.com/Rotary_cam_switches/ITA/GX3225O88.pdf | Łącznik krzywkowy serii GX, przełącznik zmiany kierunku obrotów silnika 1 fazowego, z powrotem do pozycji 0, 32A, do montażu wewnątrz szafy, z żółto/czerwonym pokrętłem blokowanym w pozycji 0, trzpieniem, osłonami zacisków i tabliczką 65x65mm | http://datasheet.lovatoelectric.com/Rotary_cam_switches/POL/GX3225O88.pdf | Rotary cam switch GX series, 1-phase motor reversing switch with spring return 32A, for rear mounting with red/yellow handle padlockable in 0, door coupling and protection covers, front plate 65X65mm | http://datasheet.lovatoelectric.com/Rotary_cam_switches/RON/GX3225O88.pdf
GX3225P |  |  | Enclosed rotary cam switch GX series, 1-phase motor reversing switch with spring return 32A in plastic enclosure 110X110mm with black handle | http://datasheet.lovatoelectric.com/Rotary_cam_switches/ENG/GX3225P.pdf | Commutatore a camme serie GX, invertitore di marcia monofase con ritorno a molla da 32A in cassetta plastica 110X110mm con maniglia nera | http://datasheet.lovatoelectric.com/Rotary_cam_switches/ITA/GX3225P.pdf | Łącznik krzywkowy serii GX, przełącznik zmiany kierunku obrotów silnika 1 fazowego, z powrotem do pozycji 0, 32A, w obudowie 110x110mm i czarnym pokrętłem | http://datasheet.lovatoelectric.com/Rotary_cam_switches/POL/GX3225P.pdf | Enclosed rotary cam switch GX series, 1-phase motor reversing switch with spring return 32A in plastic enclosure 110X110mm with black handle | http://datasheet.lovatoelectric.com/Rotary_cam_switches/RON/GX3225P.pdf
GX3225P25 |  |  | Enclosed rotary cam switch GX series, 1-phase motor reversing switch with spring return 32A in plastic enclosure 110X110mm with red/yellow handle | http://datasheet.lovatoelectric.com/Rotary_cam_switches/ENG/GX3225P25.pdf | Commutatore a camme serie GX, invertitore di marcia monofase con ritorno a molla da 32A in cassetta plastica 110X110mm con maniglia giallo/rossa | http://datasheet.lovatoelectric.com/Rotary_cam_switches/ITA/GX3225P25.pdf | Łącznik krzywkowy serii GX, przełącznik zmiany kierunku obrotów silnika 1 fazowego, z powrotem do pozycji 0, 32A, w obudowie 110x110mm i żółto/czerwonym pokrętłem | http://datasheet.lovatoelectric.com/Rotary_cam_switches/POL/GX3225P25.pdf | Enclosed rotary cam switch GX series, 1-phase motor reversing switch with spring return 32A in plastic enclosure 110X110mm with red/yellow handle | http://datasheet.lovatoelectric.com/Rotary_cam_switches/RON/GX3225P25.pdf
GX3225U |  |  | Rotary cam switch GX series, 1-phase motor reversing switch with spring return 32A, for front mounting with black handle, front plate 65X65mm | http://datasheet.lovatoelectric.com/Rotary_cam_switches/ENG/GX3225U.pdf | Commutatore a camme serie GX, invertitore di marcia monofase con ritorno a molla da 32A in esecuzione per montaggio frontale con maniglia nera, mostrina 65X65mm | http://datasheet.lovatoelectric.com/Rotary_cam_switches/ITA/GX3225U.pdf | Łącznik krzywkowy serii GX, przełącznik zmiany kierunku obrotów silnika 1 fazowego, z powrotem do pozycji 0, 32A, do montażu tablicowego, z czarnym pokrętłem i tabliczką 65x65mm | http://datasheet.lovatoelectric.com/Rotary_cam_switches/POL/GX3225U.pdf | Rotary cam switch GX series, 1-phase motor reversing switch with spring return 32A, for front mounting with black handle, front plate 65X65mm | http://datasheet.lovatoelectric.com/Rotary_cam_switches/RON/GX3225U.pdf
GX3225U25 |  |  | Rotary cam switch GX series, 1-phase motor reversing switch with spring return 32A, for front mounting with red/yellow handle padlockable in 0 and protection covers, front plate 65X65mm | http://datasheet.lovatoelectric.com/Rotary_cam_switches/ENG/GX3225U25.pdf | Commutatore a camme serie GX, invertitore di marcia monofase con ritorno a molla da 32A in esecuzione per montaggio frontale con maniglia giallo/rossa lucchettabile in 0 e copriterminali, mostrina 65X65mm | http://datasheet.lovatoelectric.com/Rotary_cam_switches/ITA/GX3225U25.pdf | Łącznik krzywkowy serii GX, przełącznik zmiany kierunku obrotów silnika 1 fazowego, z powrotem do pozycji 0, 32A, do montażu tablicowego, z żółto/czerwonym pokrętłem blokowanym w pozycji 0, osłonami zacisków i tabliczką 65x65mm | http://datasheet.lovatoelectric.com/Rotary_cam_switches/POL/GX3225U25.pdf | Rotary cam switch GX series, 1-phase motor reversing switch with spring return 32A, for front mounting with red/yellow handle padlockable in 0 and protection covers, front plate 65X65mm | http://datasheet.lovatoelectric.com/Rotary_cam_switches/RON/GX3225U25.pdf
GX3226O |  |  | Rotary cam switch GX series, 3-phase motor reversing switch with spring return 32A, for rear mounting with black handle, front plate 65X65mm | http://datasheet.lovatoelectric.com/Rotary_cam_switches/ENG/GX3226O.pdf | Commutatore a camme serie GX, invertitore di marcia trifase con ritorno di molla da 32A in esecuzione per montaggio a fondo quadro con maniglia nera, mostrina 65X65mm | http://datasheet.lovatoelectric.com/Rotary_cam_switches/ITA/GX3226O.pdf | Łącznik krzywkowy serii GX, przełącznik zmiany kierunku obrotów silnika 3 fazowego, z powrotem do pozycji 0, 32A, do montażu wewnątrz szafy z czarnym pokrętłem i tabliczką 65x65mm | http://datasheet.lovatoelectric.com/Rotary_cam_switches/POL/GX3226O.pdf | Rotary cam switch GX series, 3-phase motor reversing switch with spring return 32A, for rear mounting with black handle, front plate 65X65mm | http://datasheet.lovatoelectric.com/Rotary_cam_switches/RON/GX3226O.pdf
GX3226O88 |  |  | Rotary cam switch GX series, 3-phase motor reversing switch with spring return 32A, for rear mounting with red/yellow handle padlockable in 0, door coupling and protection covers, front plate 65X65mm | http://datasheet.lovatoelectric.com/Rotary_cam_switches/ENG/GX3226O88.pdf | Commutatore a camme serie GX, invertitore di marcia trifase con ritorno a molla da 32A in esecuzione per montaggio a fondo quadro con maniglia giallo/rossa lucchettabile in 0 con funzione blocco porta e copriterminali, mostrina 65X65mm | http://datasheet.lovatoelectric.com/Rotary_cam_switches/ITA/GX3226O88.pdf | Łącznik krzywkowy serii GX, przełącznik zmiany kierunku obrotów silnika 3 fazowego, z powrotem do pozycji 0, 32A, do montażu wewnątrz szafy, z żółto/czerwonym pokrętłem blokowanym w pozycji 0, trzpieniem, osłonami zacisków i tabliczką 65x65mm | http://datasheet.lovatoelectric.com/Rotary_cam_switches/POL/GX3226O88.pdf | Rotary cam switch GX series, 3-phase motor reversing switch with spring return 32A, for rear mounting with red/yellow handle padlockable in 0, door coupling and protection covers, front plate 65X65mm | http://datasheet.lovatoelectric.com/Rotary_cam_switches/RON/GX3226O88.pdf
GX3226P |  |  | Enclosed rotary cam switch GX series, 3-phase motor reversing switch with spring return 32A in plastic enclosure 110X110mm with black handle | http://datasheet.lovatoelectric.com/Rotary_cam_switches/ENG/GX3226P.pdf | Commutatore a camme serie GX, invertitore di marcia trifase con ritorno a molla da 32A in cassetta plastica 110X110mm con maniglia nera | http://datasheet.lovatoelectric.com/Rotary_cam_switches/ITA/GX3226P.pdf | Łącznik krzywkowy serii GX, przełącznik zmiany kierunku obrotów silnika 3 fazowego, z powrotem do pozycji 0, 32A, w obudowie 110x110mm i czarnym pokrętłem | http://datasheet.lovatoelectric.com/Rotary_cam_switches/POL/GX3226P.pdf | Enclosed rotary cam switch GX series, 3-phase motor reversing switch with spring return 32A in plastic enclosure 110X110mm with black handle | http://datasheet.lovatoelectric.com/Rotary_cam_switches/RON/GX3226P.pdf
GX3226P25 |  |  | Enclosed rotary cam switch GX series, 3-phase motor reversing switch with spring return 32A in plastic enclosure 110X110mm with red/yellow handle | http://datasheet.lovatoelectric.com/Rotary_cam_switches/ENG/GX3226P25.pdf | Commutatore a camme serie GX, invertitore di marcia trifase con ritorno a molla da 32A in cassetta plastica 110X110mm con maniglia giallo/rossa | http://datasheet.lovatoelectric.com/Rotary_cam_switches/ITA/GX3226P25.pdf | Łącznik krzywkowy serii GX, przełącznik zmiany kierunku obrotów silnika 3 fazowego, z powrotem do pozycji 0, 32A, w obudowie 110x110mm i żółto/czerwonym pokrętłem | http://datasheet.lovatoelectric.com/Rotary_cam_switches/POL/GX3226P25.pdf | Enclosed rotary cam switch GX series, 3-phase motor reversing switch with spring return 32A in plastic enclosure 110X110mm with red/yellow handle | http://datasheet.lovatoelectric.com/Rotary_cam_switches/RON/GX3226P25.pdf
GX3226U | GX3211U.jpg | http://datasheet.lovatoelectric.com/Rotary_cam_switches/products_images/GX3211U.jpg | Rotary cam switch GX series, 3-phase motor reversing switch with spring return 32A, for front mounting with black handle, front plate 65X65mm | http://datasheet.lovatoelectric.com/Rotary_cam_switches/ENG/GX3226U.pdf | Commutatore a camme serie GX, invertitore di marcia trifase con ritorno a molla da 32A in esecuzione per montaggio frontale con maniglia nera, mostrina 65X65mm | http://datasheet.lovatoelectric.com/Rotary_cam_switches/ITA/GX3226U.pdf | Łącznik krzywkowy serii GX, przełącznik zmiany kierunku obrotów silnika 3 fazowego, z powrotem do pozycji 0, 32A, do montażu tablicowego, z czarnym pokrętłem i tabliczką 65x65mm | http://datasheet.lovatoelectric.com/Rotary_cam_switches/POL/GX3226U.pdf | Rotary cam switch GX series, 3-phase motor reversing switch with spring return 32A, for front mounting with black handle, front plate 65X65mm | http://datasheet.lovatoelectric.com/Rotary_cam_switches/RON/GX3226U.pdf
GX3226U25 |  |  | Rotary cam switch GX series, 3-phase motor reversing switch with spring return 32A, for front mounting with red/yellow handle padlockable in 0 and protection covers, front plate 65X65mm | http://datasheet.lovatoelectric.com/Rotary_cam_switches/ENG/GX3226U25.pdf | Commutatore a camme serie GX, invertitore di marcia monofase con ritorno a molla da 32A in esecuzione per montaggio frontale con maniglia giallo/rossa lucchettabile in 0 e copriterminali, mostrina 65X65mm | http://datasheet.lovatoelectric.com/Rotary_cam_switches/ITA/GX3226U25.pdf | Łącznik krzywkowy serii GX, przełącznik zmiany kierunku obrotów silnika 3 fazowego, z powrotem do pozycji 0, 32A, do montażu tablicowego, z żółto/czerwonym pokrętłem blokowanym w pozycji 0, osłonami zacisków i tabliczką 65x65mm | http://datasheet.lovatoelectric.com/Rotary_cam_switches/POL/GX3226U25.pdf | Rotary cam switch GX series, 3-phase motor reversing switch with spring return 32A, for front mounting with red/yellow handle padlockable in 0 and protection covers, front plate 65X65mm | http://datasheet.lovatoelectric.com/Rotary_cam_switches/RON/GX3226U25.pdf
GX3251O |  |  | Rotary cam switch GX series, changeover switch 1 pole 32A, for rear mounting with black handle, front plate 65X65mm | http://datasheet.lovatoelectric.com/Rotary_cam_switches/ENG/GX3251O.pdf | Commutatore a camme serie GX, commutatore 1 polo da 32A in esecuzione per montaggio a fondo quadro con maniglia nera, mostrina 65X65mm | http://datasheet.lovatoelectric.com/Rotary_cam_switches/ITA/GX3251O.pdf | Łącznik krzywkowy serii GX, przełącznik sieci, 1 pole, 32A, do montażu wewnątrz szafy z czarnym pokrętłem i tabliczką 65x65mm | http://datasheet.lovatoelectric.com/Rotary_cam_switches/POL/GX3251O.pdf | Rotary cam switch GX series, changeover switch 1 pole 32A, for rear mounting with black handle, front plate 65X65mm | http://datasheet.lovatoelectric.com/Rotary_cam_switches/RON/GX3251O.pdf
GX3251P |  |  | Enclosed rotary cam switch GX series, changeover switch 1 pole 32A in plastic enclosure 110X110mm with black handle | http://datasheet.lovatoelectric.com/Rotary_cam_switches/ENG/GX3251P.pdf | Commutatore a camme serie GX, commutatore 1 polo da 32A in cassetta plastica 110X110mm con maniglia nera | http://datasheet.lovatoelectric.com/Rotary_cam_switches/ITA/GX3251P.pdf | Łącznik krzywkowy serii GX, przełącznik sieci, 1 pole, 32A, w obudowie 110x110mm i czarnym pokrętłem | http://datasheet.lovatoelectric.com/Rotary_cam_switches/POL/GX3251P.pdf | Enclosed rotary cam switch GX series, changeover switch 1 pole 32A in plastic enclosure 110X110mm with black handle | http://datasheet.lovatoelectric.com/Rotary_cam_switches/RON/GX3251P.pdf
GX3251U |  |  | Rotary cam switch GX series, changeover switch 1 pole 32A, for front mounting with black handle, front plate 65X65mm | http://datasheet.lovatoelectric.com/Rotary_cam_switches/ENG/GX3251U.pdf | Commutatore a camme serie GX, commutatore 1 polo da 32A in esecuzione per montaggio frontale con maniglia nera, mostrina 65X65mm | http://datasheet.lovatoelectric.com/Rotary_cam_switches/ITA/GX3251U.pdf | Łącznik krzywkowy serii GX, przełącznik sieci, 1 pole, 32A, do montażu tablicowego, z czarnym pokrętłem i tabliczką 65x65mm | http://datasheet.lovatoelectric.com/Rotary_cam_switches/POL/GX3251U.pdf | Rotary cam switch GX series, changeover switch 1 pole 32A, for front mounting with black handle, front plate 65X65mm | http://datasheet.lovatoelectric.com/Rotary_cam_switches/RON/GX3251U.pdf
GX3252O |  |  | Rotary cam switch GX series, changeover switch 2 poles 32A, for rear mounting with black handle, front plate 65X65mm | http://datasheet.lovatoelectric.com/Rotary_cam_switches/ENG/GX3252O.pdf | Commutatore a camme serie GX, commutatore 2 poli da 32A in esecuzione per montaggio a fondo quadro con maniglia nera, mostrina 65X65mm | http://datasheet.lovatoelectric.com/Rotary_cam_switches/ITA/GX3252O.pdf | Łącznik krzywkowy serii GX, przełącznik sieci, 2 pola, 32A, do montażu wewnątrz szafy z czarnym pokrętłem i tabliczką 65x65mm | http://datasheet.lovatoelectric.com/Rotary_cam_switches/POL/GX3252O.pdf | Rotary cam switch GX series, changeover switch 2 poles 32A, for rear mounting with black handle, front plate 65X65mm | http://datasheet.lovatoelectric.com/Rotary_cam_switches/RON/GX3252O.pdf
GX3252P |  |  | Enclosed rotary cam switch GX series, changeover switch 2 poles 32A in plastic enclosure 110X110mm with black handle | http://datasheet.lovatoelectric.com/Rotary_cam_switches/ENG/GX3252P.pdf | Commutatore a camme serie GX, commutatore 2 poli da 32A in cassetta plastica 110X110mm con maniglia nera | http://datasheet.lovatoelectric.com/Rotary_cam_switches/ITA/GX3252P.pdf | Łącznik krzywkowy serii GX, przełącznik sieci, 2 pola, 32A, w obudowie 110x110mm i czarnym pokrętłem | http://datasheet.lovatoelectric.com/Rotary_cam_switches/POL/GX3252P.pdf | Enclosed rotary cam switch GX series, changeover switch 2 poles 32A in plastic enclosure 110X110mm with black handle | http://datasheet.lovatoelectric.com/Rotary_cam_switches/RON/GX3252P.pdf
GX3252U |  |  | Rotary cam switch GX series, changeover switch 2 poles 32A, for front mounting with black handle, front plate 65X65mm | http://datasheet.lovatoelectric.com/Rotary_cam_switches/ENG/GX3252U.pdf | Commutatore a camme serie GX, commutatore 2 poli da 32A in esecuzione per montaggio frontale con maniglia nera, mostrina 65X65mm | http://datasheet.lovatoelectric.com/Rotary_cam_switches/ITA/GX3252U.pdf | Łącznik krzywkowy serii GX, przełącznik sieci, 2 pola, 32A, do montażu tablicowego, z czarnym pokrętłem i tabliczką 65x65mm | http://datasheet.lovatoelectric.com/Rotary_cam_switches/POL/GX3252U.pdf | Rotary cam switch GX series, changeover switch 2 poles 32A, for front mounting with black handle, front plate 65X65mm | http://datasheet.lovatoelectric.com/Rotary_cam_switches/RON/GX3252U.pdf
GX3253O |  |  | Rotary cam switch GX series, changeover switch 3 poles 32A, for rear mounting with black handle, front plate 65X65mm | http://datasheet.lovatoelectric.com/Rotary_cam_switches/ENG/GX3253O.pdf | Commutatore a camme serie GX, commutatore 3 poli da 32A in esecuzione per montaggio a fondo quadro con maniglia nera, mostrina 65X65mm | http://datasheet.lovatoelectric.com/Rotary_cam_switches/ITA/GX3253O.pdf | Łącznik krzywkowy serii GX, przełącznik sieci, 3 pola, 32A, do montażu wewnątrz szafy z czarnym pokrętłem i tabliczką 65x65mm | http://datasheet.lovatoelectric.com/Rotary_cam_switches/POL/GX3253O.pdf | Rotary cam switch GX series, changeover switch 3 poles 32A, for rear mounting with black handle, front plate 65X65mm | http://datasheet.lovatoelectric.com/Rotary_cam_switches/RON/GX3253O.pdf
GX3253O88 |  |  |  | http://datasheet.lovatoelectric.com/Rotary_cam_switches/ENG/GX3253O88.pdf |  | http://datasheet.lovatoelectric.com/Rotary_cam_switches/ITA/GX3253O88.pdf |  | http://datasheet.lovatoelectric.com/Rotary_cam_switches/POL/GX3253O88.pdf |  | http://datasheet.lovatoelectric.com/Rotary_cam_switches/RON/GX3253O88.pdf
GX3253P |  |  | Enclosed rotary cam switch GX series, changeover switch 3 poles 32A in plastic enclosure 110X110mm with black handle | http://datasheet.lovatoelectric.com/Rotary_cam_switches/ENG/GX3253P.pdf | Commutatore a camme serie GX, commutatore 3 poli da 32A in cassetta plastica 110X110mm con maniglia nera | http://datasheet.lovatoelectric.com/Rotary_cam_switches/ITA/GX3253P.pdf | Łącznik krzywkowy serii GX, przełącznik sieci, 3 pola, 32A, w obudowie 110x110mm i czarnym pokrętłem | http://datasheet.lovatoelectric.com/Rotary_cam_switches/POL/GX3253P.pdf | Enclosed rotary cam switch GX series, changeover switch 3 poles 32A in plastic enclosure 110X110mm with black handle | http://datasheet.lovatoelectric.com/Rotary_cam_switches/RON/GX3253P.pdf
GX3253P25 |  |  |  | http://datasheet.lovatoelectric.com/Rotary_cam_switches/ENG/GX3253P25.pdf |  | http://datasheet.lovatoelectric.com/Rotary_cam_switches/ITA/GX3253P25.pdf |  | http://datasheet.lovatoelectric.com/Rotary_cam_switches/POL/GX3253P25.pdf |  | http://datasheet.lovatoelectric.com/Rotary_cam_switches/RON/GX3253P25.pdf
GX3253U | GX3211U.jpg | http://datasheet.lovatoelectric.com/Rotary_cam_switches/products_images/GX3211U.jpg | Rotary cam switch GX series, changeover switch 3 poles 32A, for front mounting with black handle, front plate 65X65mm | http://datasheet.lovatoelectric.com/Rotary_cam_switches/ENG/GX3253U.pdf | Commutatore a camme serie GX, commutatore 3 poli da 32A in esecuzione per montaggio frontale con maniglia nera, mostrina 65X65mm | http://datasheet.lovatoelectric.com/Rotary_cam_switches/ITA/GX3253U.pdf | Łącznik krzywkowy serii GX, przełącznik sieci, 3 pola, 32A, do montażu tablicowego, z czarnym pokrętłem i tabliczką 65x65mm | http://datasheet.lovatoelectric.com/Rotary_cam_switches/POL/GX3253U.pdf | Rotary cam switch GX series, changeover switch 3 poles 32A, for front mounting with black handle, front plate 65X65mm | http://datasheet.lovatoelectric.com/Rotary_cam_switches/RON/GX3253U.pdf
GX3253U25 |  |  |  | http://datasheet.lovatoelectric.com/Rotary_cam_switches/ENG/GX3253U25.pdf |  | http://datasheet.lovatoelectric.com/Rotary_cam_switches/ITA/GX3253U25.pdf |  | http://datasheet.lovatoelectric.com/Rotary_cam_switches/POL/GX3253U25.pdf |  | http://datasheet.lovatoelectric.com/Rotary_cam_switches/RON/GX3253U25.pdf
GX3254O |  |  | Rotary cam switch GX series, changeover switch without 0, 1 pole 32A, for rear mounting with black handle, front plate 65X65mm | http://datasheet.lovatoelectric.com/Rotary_cam_switches/ENG/GX3254O.pdf | Commutatore a camme serie GX, deviatore 1 polo da 32A in esecuzione per montaggio a fondo quadro con maniglia nera, mostrina 65X65mm | http://datasheet.lovatoelectric.com/Rotary_cam_switches/ITA/GX3254O.pdf | Łącznik krzywkowy serii GX, przełącznik sieci bez 0, 1 pole, 32A, do montażu wewnątrz szafy z czarnym pokrętłem i tabliczką 65x65mm | http://datasheet.lovatoelectric.com/Rotary_cam_switches/POL/GX3254O.pdf | Rotary cam switch GX series, changeover switch without 0, 1 pole 32A, for rear mounting with black handle, front plate 65X65mm | http://datasheet.lovatoelectric.com/Rotary_cam_switches/RON/GX3254O.pdf
GX3254P |  |  | Enclosed rotary cam switch GX series, changeover switch without 0, 1 pole 32A in plastic enclosure 110X110mm with black handle | http://datasheet.lovatoelectric.com/Rotary_cam_switches/ENG/GX3254P.pdf | Commutatore a camme serie GX, deviatore 1 polo da 32A in cassetta plastica 110X110mm con maniglia nera | http://datasheet.lovatoelectric.com/Rotary_cam_switches/ITA/GX3254P.pdf | Łącznik krzywkowy serii GX, przełącznik sieci bez 0, 1 pole, 32A, w obudowie 110x110mm i czarnym pokrętłem | http://datasheet.lovatoelectric.com/Rotary_cam_switches/POL/GX3254P.pdf | Enclosed rotary cam switch GX series, changeover switch without 0, 1 pole 32A in plastic enclosure 110X110mm with black handle | http://datasheet.lovatoelectric.com/Rotary_cam_switches/RON/GX3254P.pdf
GX3254U |  |  | Rotary cam switch GX series, changeover switch without 0, 1 pole 32A, for front mounting with black handle, front plate 65X65mm | http://datasheet.lovatoelectric.com/Rotary_cam_switches/ENG/GX3254U.pdf | Commutatore a camme serie GX, deviatore 1 polo da 32A in esecuzione per montaggio frontale con maniglia nera, mostrina 65X65mm | http://datasheet.lovatoelectric.com/Rotary_cam_switches/ITA/GX3254U.pdf | Łącznik krzywkowy serii GX, przełącznik sieci bez 0, 1 pole, 32A, do montażu tablicowego, z czarnym pokrętłem i tabliczką 65x65mm | http://datasheet.lovatoelectric.com/Rotary_cam_switches/POL/GX3254U.pdf | Rotary cam switch GX series, changeover switch without 0, 1 pole 32A, for front mounting with black handle, front plate 65X65mm | http://datasheet.lovatoelectric.com/Rotary_cam_switches/RON/GX3254U.pdf
GX3255O |  |  | Rotary cam switch GX series, changeover switch without 0, 2 poles 32A, for rear mounting with black handle, front plate 65X65mm | http://datasheet.lovatoelectric.com/Rotary_cam_switches/ENG/GX3255O.pdf | Commutatore a camme serie GX, deviatore 2 poli da 32A in esecuzione per montaggio a fondo quadro con maniglia nera, mostrina 65X65mm | http://datasheet.lovatoelectric.com/Rotary_cam_switches/ITA/GX3255O.pdf | Łącznik krzywkowy serii GX, przełącznik sieci bez 0, 2 pola, 32A, do montażu wewnątrz szafy z czarnym pokrętłem i tabliczką 65x65mm | http://datasheet.lovatoelectric.com/Rotary_cam_switches/POL/GX3255O.pdf | Rotary cam switch GX series, changeover switch without 0, 2 poles 32A, for rear mounting with black handle, front plate 65X65mm | http://datasheet.lovatoelectric.com/Rotary_cam_switches/RON/GX3255O.pdf
GX3255P |  |  | Enclosed rotary cam switch GX series, changeover switch without 0, 2 poles 32A in plastic enclosure 110X110mm with black handle | http://datasheet.lovatoelectric.com/Rotary_cam_switches/ENG/GX3255P.pdf | Commutatore a camme serie GX, deviatore 2 poli da 32A in cassetta plastica 110X110mm con maniglia nera | http://datasheet.lovatoelectric.com/Rotary_cam_switches/ITA/GX3255P.pdf | Łącznik krzywkowy serii GX, przełącznik sieci bez 0, 2 pola, 32A, w obudowie 110x110mm i czarnym pokrętłem | http://datasheet.lovatoelectric.com/Rotary_cam_switches/POL/GX3255P.pdf | Enclosed rotary cam switch GX series, changeover switch without 0, 2 poles 32A in plastic enclosure 110X110mm with black handle | http://datasheet.lovatoelectric.com/Rotary_cam_switches/RON/GX3255P.pdf
GX3255U |  |  | Rotary cam switch GX series, changeover switch without 0, 2 poles 32A, for front mounting with black handle, front plate 65X65mm | http://datasheet.lovatoelectric.com/Rotary_cam_switches/ENG/GX3255U.pdf | Commutatore a camme serie GX, deviatore 2 poli da 32A in esecuzione per montaggio frontale con maniglia nera, mostrina 65X65mm | http://datasheet.lovatoelectric.com/Rotary_cam_switches/ITA/GX3255U.pdf | Łącznik krzywkowy serii GX, przełącznik sieci bez 0, 2 pola, 32A, do montażu tablicowego, z czarnym pokrętłem i tabliczką 65x65mm | http://datasheet.lovatoelectric.com/Rotary_cam_switches/POL/GX3255U.pdf | Rotary cam switch GX series, changeover switch without 0, 2 poles 32A, for front mounting with black handle, front plate 65X65mm | http://datasheet.lovatoelectric.com/Rotary_cam_switches/RON/GX3255U.pdf
GX3256O |  |  | Rotary cam switch GX series, changeover switch without 0, 3 poles 32A, for rear mounting with black handle, front plate 65X65mm | http://datasheet.lovatoelectric.com/Rotary_cam_switches/ENG/GX3256O.pdf | Commutatore a camme serie GX, deviatore 3 poli da 32A in esecuzione per montaggio a fondo quadro con maniglia nera, mostrina 65X65mm | http://datasheet.lovatoelectric.com/Rotary_cam_switches/ITA/GX3256O.pdf | Łącznik krzywkowy serii GX, przełącznik sieci bez 0, 3 pola, 32A, do montażu wewnątrz szafy z czarnym pokrętłem i tabliczką 65x65mm | http://datasheet.lovatoelectric.com/Rotary_cam_switches/POL/GX3256O.pdf | Rotary cam switch GX series, changeover switch without 0, 3 poles 32A, for rear mounting with black handle, front plate 65X65mm | http://datasheet.lovatoelectric.com/Rotary_cam_switches/RON/GX3256O.pdf
GX3256P |  |  | Enclosed rotary cam switch GX series, changeover switch without 0, 3 poles 32A in plastic enclosure 110X110mm with black handle | http://datasheet.lovatoelectric.com/Rotary_cam_switches/ENG/GX3256P.pdf | Commutatore a camme serie GX, deviatore 3 poli da 32A in cassetta plastica 110X110mm con maniglia nera | http://datasheet.lovatoelectric.com/Rotary_cam_switches/ITA/GX3256P.pdf | Łącznik krzywkowy serii GX, przełącznik sieci bez 0, 3 pola, 32A, w obudowie 110x110mm i czarnym pokrętłem | http://datasheet.lovatoelectric.com/Rotary_cam_switches/POL/GX3256P.pdf | Enclosed rotary cam switch GX series, changeover switch without 0, 3 poles 32A in plastic enclosure 110X110mm with black handle | http://datasheet.lovatoelectric.com/Rotary_cam_switches/RON/GX3256P.pdf
GX3256U |  |  | Rotary cam switch GX series, changeover switch without 0, 3 poles 32A, for front mounting with black handle, front plate 65X65mm | http://datasheet.lovatoelectric.com/Rotary_cam_switches/ENG/GX3256U.pdf | Commutatore a camme serie GX, deviatore 3 poli da 32A in esecuzione per montaggio frontale con maniglia nera, mostrina 65X65mm | http://datasheet.lovatoelectric.com/Rotary_cam_switches/ITA/GX3256U.pdf | Łącznik krzywkowy serii GX, przełącznik sieci bez 0, 3 pola, 32A, do montażu tablicowego, z czarnym pokrętłem i tabliczką 65x65mm | http://datasheet.lovatoelectric.com/Rotary_cam_switches/POL/GX3256U.pdf | Rotary cam switch GX series, changeover switch without 0, 3 poles 32A, for front mounting with black handle, front plate 65X65mm | http://datasheet.lovatoelectric.com/Rotary_cam_switches/RON/GX3256U.pdf
GX3266O |  |  | Rotary cam switch GX series, voltmeter switch for phase-neutral and phase-phase voltages 32A, for rear mounting with black handle, front plate 65X65mm | http://datasheet.lovatoelectric.com/Rotary_cam_switches/ENG/GX3266O.pdf | Commutatore a camme serie GX, commutatore voltmetrico per tensioni di fase e concatenate da 32A in esecuzione per montaggio a fondo quadro con maniglia nera, mostrina 65X65mm | http://datasheet.lovatoelectric.com/Rotary_cam_switches/ITA/GX3266O.pdf | Łącznik krzywkowy serii GX, przełącznik woltomierzy, napięcia fazowe i międzyfazowe, 32A, do montażu wewnątrz szafy z czarnym pokrętłem i tabliczką 65x65mm | http://datasheet.lovatoelectric.com/Rotary_cam_switches/POL/GX3266O.pdf | Rotary cam switch GX series, voltmeter switch for phase-neutral and phase-phase voltages 32A, for rear mounting with black handle, front plate 65X65mm | http://datasheet.lovatoelectric.com/Rotary_cam_switches/RON/GX3266O.pdf
GX3266U |  |  | Rotary cam switch GX series, voltmeter switch for phase-neutral and phase-phase voltages 32A, for front mounting with black handle, front plate 65X65mm | http://datasheet.lovatoelectric.com/Rotary_cam_switches/ENG/GX3266U.pdf | Commutatore a camme serie GX, commutatore voltmetrico per tensioni di fase e concatenate da 32A in esecuzione per montaggio frontale con maniglia nera, mostrina 65X65mm | http://datasheet.lovatoelectric.com/Rotary_cam_switches/ITA/GX3266U.pdf | Łącznik krzywkowy serii GX, przełącznik woltomierzy, napięcia fazowe i międzyfazowe, 32A, do montażu tablicowego, z czarnym pokrętłem i tabliczką 65x65mm | http://datasheet.lovatoelectric.com/Rotary_cam_switches/POL/GX3266U.pdf | Rotary cam switch GX series, voltmeter switch for phase-neutral and phase-phase voltages 32A, for front mounting with black handle, front plate 65X65mm | http://datasheet.lovatoelectric.com/Rotary_cam_switches/RON/GX3266U.pdf
GX3267O |  |  | Rotary cam switch GX series, voltmeter switch for phase-phase voltages 32A, for rear mounting with black handle, front plate 65X65mm | http://datasheet.lovatoelectric.com/Rotary_cam_switches/ENG/GX3267O.pdf | Commutatore a camme serie GX, commutatore voltmetrico per tensioni concatenate da 32A in esecuzione per montaggio a fondo quadro con maniglia nera, mostrina 65X65mm | http://datasheet.lovatoelectric.com/Rotary_cam_switches/ITA/GX3267O.pdf | Łącznik krzywkowy serii GX, przełącznik woltomierzy, napięcia międzyfazowe, 32A, do montażu wewnątrz szafy z czarnym pokrętłem i tabliczką 65x65mm | http://datasheet.lovatoelectric.com/Rotary_cam_switches/POL/GX3267O.pdf | Rotary cam switch GX series, voltmeter switch for phase-phase voltages 32A, for rear mounting with black handle, front plate 65X65mm | http://datasheet.lovatoelectric.com/Rotary_cam_switches/RON/GX3267O.pdf
GX3267U |  |  | Rotary cam switch GX series, voltmeter switch for phase-phase voltages 32A, for front mounting with black handle, front plate 65X65mm | http://datasheet.lovatoelectric.com/Rotary_cam_switches/ENG/GX3267U.pdf | Commutatore a camme serie GX, commutatore voltmetrico per tensioni concatenate da 32A in esecuzione per montaggio frontale con maniglia nera, mostrina 65X65mm | http://datasheet.lovatoelectric.com/Rotary_cam_switches/ITA/GX3267U.pdf | Łącznik krzywkowy serii GX, przełącznik woltomierzy, napięcia międzyfazowe, 32A, do montażu tablicowego, z czarnym pokrętłem i tabliczką 65x65mm | http://datasheet.lovatoelectric.com/Rotary_cam_switches/POL/GX3267U.pdf | Rotary cam switch GX series, voltmeter switch for phase-phase voltages 32A, for front mounting with black handle, front plate 65X65mm | http://datasheet.lovatoelectric.com/Rotary_cam_switches/RON/GX3267U.pdf
GX3268O |  |  | Rotary cam switch GX series, voltmeter switch for phase-neutral voltages 32A, for rear mounting with black handle, front plate 65X65mm | http://datasheet.lovatoelectric.com/Rotary_cam_switches/ENG/GX3268O.pdf | Commutatore a camme serie GX, commutatore voltmetrico per tensioni di fase da 32A in esecuzione per montaggio a fondo quadro con maniglia nera, mostrina 65X65mm | http://datasheet.lovatoelectric.com/Rotary_cam_switches/ITA/GX3268O.pdf | Łącznik krzywkowy serii GX, przełącznik woltomierzy, napięcia fazowe, 32A, do montażu wewnątrz szafy z czarnym pokrętłem i tabliczką 65x65mm | http://datasheet.lovatoelectric.com/Rotary_cam_switches/POL/GX3268O.pdf | Rotary cam switch GX series, voltmeter switch for phase-neutral voltages 32A, for rear mounting with black handle, front plate 65X65mm | http://datasheet.lovatoelectric.com/Rotary_cam_switches/RON/GX3268O.pdf
GX3268U |  |  | Rotary cam switch GX series, voltmeter switch for phase-neutral voltages 32A, for front mounting with black handle, front plate 65X65mm | http://datasheet.lovatoelectric.com/Rotary_cam_switches/ENG/GX3268U.pdf | Commutatore a camme serie GX, commutatore voltmetrico per tensioni cdi fase da 32A in esecuzione per montaggio frontale con maniglia nera, mostrina 65X65mm | http://datasheet.lovatoelectric.com/Rotary_cam_switches/ITA/GX3268U.pdf | Łącznik krzywkowy serii GX, przełącznik woltomierzy, napięcia fazowe, 32A, do montażu tablicowego, z czarnym pokrętłem i tabliczką 65x65mm | http://datasheet.lovatoelectric.com/Rotary_cam_switches/POL/GX3268U.pdf | Rotary cam switch GX series, voltmeter switch for phase-neutral voltages 32A, for front mounting with black handle, front plate 65X65mm | http://datasheet.lovatoelectric.com/Rotary_cam_switches/RON/GX3268U.pdf
GX3269O |  |  | Rotary cam switch GX series, changeover switch without 0, 4 poles 32A, for rear mounting with black handle, front plate 65X65mm | http://datasheet.lovatoelectric.com/Rotary_cam_switches/ENG/GX3269O.pdf | Commutatore a camme serie GX, deviatore 4 poli da 32A in esecuzione per montaggio a fondo quadro con maniglia nera, mostrina 65X65mm | http://datasheet.lovatoelectric.com/Rotary_cam_switches/ITA/GX3269O.pdf | Łącznik krzywkowy serii GX, przełącznik sieci bez 0, 4 pola, 32A, do montażu wewnątrz szafy z czarnym pokrętłem i tabliczką 65x65mm | http://datasheet.lovatoelectric.com/Rotary_cam_switches/POL/GX3269O.pdf | Rotary cam switch GX series, changeover switch without 0, 4 poles 32A, for rear mounting with black handle, front plate 65X65mm | http://datasheet.lovatoelectric.com/Rotary_cam_switches/RON/GX3269O.pdf
GX3269P |  |  | Enclosed rotary cam switch GX series, changeover switch without 0, 4 poles 32A in plastic enclosure 110X110mm with black handle | http://datasheet.lovatoelectric.com/Rotary_cam_switches/ENG/GX3269P.pdf | Commutatore a camme serie GX, deviatore 4 poli da 32A in cassetta plastica 110X110mm con maniglia nera | http://datasheet.lovatoelectric.com/Rotary_cam_switches/ITA/GX3269P.pdf | Łącznik krzywkowy serii GX, przełącznik sieci bez 0, 4 pola, 32A, w obudowie 110x110mm i czarnym pokrętłem | http://datasheet.lovatoelectric.com/Rotary_cam_switches/POL/GX3269P.pdf | Enclosed rotary cam switch GX series, changeover switch without 0, 4 poles 32A in plastic enclosure 110X110mm with black handle | http://datasheet.lovatoelectric.com/Rotary_cam_switches/RON/GX3269P.pdf
GX3269U |  |  | Rotary cam switch GX series, changeover switch without 0, 4 poles 32A, for front mounting with black handle, front plate 65X65mm | http://datasheet.lovatoelectric.com/Rotary_cam_switches/ENG/GX3269U.pdf | Commutatore a camme serie GX, deviatore 4 poli da 32A in esecuzione per montaggio frontale con maniglia nera, mostrina 65X65mm | http://datasheet.lovatoelectric.com/Rotary_cam_switches/ITA/GX3269U.pdf | Łącznik krzywkowy serii GX, przełącznik sieci bez 0, 4 pola, 32A, do montażu tablicowego, z czarnym pokrętłem i tabliczką 65x65mm | http://datasheet.lovatoelectric.com/Rotary_cam_switches/POL/GX3269U.pdf | Rotary cam switch GX series, changeover switch without 0, 4 poles 32A, for front mounting with black handle, front plate 65X65mm | http://datasheet.lovatoelectric.com/Rotary_cam_switches/RON/GX3269U.pdf
GX3275O |  |  | Rotary cam switch GX series, changeover switch 4 poles 32A, for rear mounting with black handle, front plate 65X65mm | http://datasheet.lovatoelectric.com/Rotary_cam_switches/ENG/GX3275O.pdf | Commutatore a camme serie GX, commutatore 4 poli da 32A in esecuzione per montaggio a fondo quadro con maniglia nera, mostrina 65X65mm | http://datasheet.lovatoelectric.com/Rotary_cam_switches/ITA/GX3275O.pdf | Łącznik krzywkowy serii GX, przełącznik sieci, 4 pola, 32A, do montażu wewnątrz szafy z czarnym pokrętłem i tabliczką 65x65mm | http://datasheet.lovatoelectric.com/Rotary_cam_switches/POL/GX3275O.pdf | Rotary cam switch GX series, changeover switch 4 poles 32A, for rear mounting with black handle, front plate 65X65mm | http://datasheet.lovatoelectric.com/Rotary_cam_switches/RON/GX3275O.pdf
GX3275P |  |  | Enclosed rotary cam switch GX series, changeover switch 4 poles 32A in plastic enclosure 110X110mm with black handle | http://datasheet.lovatoelectric.com/Rotary_cam_switches/ENG/GX3275P.pdf | Commutatore a camme serie GX, commutatore 4 poli da 32A in cassetta plastica 110X110mm con maniglia nera | http://datasheet.lovatoelectric.com/Rotary_cam_switches/ITA/GX3275P.pdf | Łącznik krzywkowy serii GX, przełącznik sieci, 4 pola, 32A, w obudowie 110x110mm i czarnym pokrętłem | http://datasheet.lovatoelectric.com/Rotary_cam_switches/POL/GX3275P.pdf | Enclosed rotary cam switch GX series, changeover switch 4 poles 32A in plastic enclosure 110X110mm with black handle | http://datasheet.lovatoelectric.com/Rotary_cam_switches/RON/GX3275P.pdf
GX3275U |  |  | Rotary cam switch GX series, changeover switch 4 poles 32A, for front mounting with black handle, front plate 65X65mm | http://datasheet.lovatoelectric.com/Rotary_cam_switches/ENG/GX3275U.pdf | Commutatore a camme serie GX, commutatore 4 poli da 32A in esecuzione per montaggio frontale con maniglia nera, mostrina 65X65mm | http://datasheet.lovatoelectric.com/Rotary_cam_switches/ITA/GX3275U.pdf | Łącznik krzywkowy serii GX, przełącznik sieci, 4 pola, 32A, do montażu tablicowego, z czarnym pokrętłem i tabliczką 65x65mm | http://datasheet.lovatoelectric.com/Rotary_cam_switches/POL/GX3275U.pdf | Rotary cam switch GX series, changeover switch 4 poles 32A, for front mounting with black handle, front plate 65X65mm | http://datasheet.lovatoelectric.com/Rotary_cam_switches/RON/GX3275U.pdf
GX3282O |  |  | Rotary cam switch GX series, multi-step 1-2-3, 1 pole 32A, for rear mounting with black handle, front plate 65X65mm | http://datasheet.lovatoelectric.com/Rotary_cam_switches/ENG/GX3282O.pdf | Commutatore a camme serie GX, multivia 1-2-3 1 polo da 32A in esecuzione per montaggio a fondo quadro con maniglia nera, mostrina 65X65mm | http://datasheet.lovatoelectric.com/Rotary_cam_switches/ITA/GX3282O.pdf | Łącznik krzywkowy serii GX, wielopozycyjny 1-2-3, 1 pole, 32A, do montażu wewnątrz szafy z czarnym pokrętłem i tabliczką 65x65mm | http://datasheet.lovatoelectric.com/Rotary_cam_switches/POL/GX3282O.pdf | Rotary cam switch GX series, multi-step 1-2-3, 1 pole 32A, for rear mounting with black handle, front plate 65X65mm | http://datasheet.lovatoelectric.com/Rotary_cam_switches/RON/GX3282O.pdf
GX3282P |  |  | Enclosed rotary cam switch GX series, multi-step 1-2-3, 1 pole 32A in plastic enclosure 110X110mm with black handle | http://datasheet.lovatoelectric.com/Rotary_cam_switches/ENG/GX3282P.pdf | Commutatore a camme serie GX, multivia 1-2-3 1 polo da 32A in cassetta plastica 110X110mm con maniglia nera | http://datasheet.lovatoelectric.com/Rotary_cam_switches/ITA/GX3282P.pdf | Łącznik krzywkowy serii GX, wielopozycyjny 1-2-3, 1 pole, 32A, w obudowie 110x110mm i czarnym pokrętłem | http://datasheet.lovatoelectric.com/Rotary_cam_switches/POL/GX3282P.pdf | Enclosed rotary cam switch GX series, multi-step 1-2-3, 1 pole 32A in plastic enclosure 110X110mm with black handle | http://datasheet.lovatoelectric.com/Rotary_cam_switches/RON/GX3282P.pdf
GX3282U |  |  | Rotary cam switch GX series, multi-step 1-2-3, 1 pole 32A, for front mounting with black handle, front plate 65X65mm | http://datasheet.lovatoelectric.com/Rotary_cam_switches/ENG/GX3282U.pdf | Commutatore a camme serie GX, multivia 1-2-3 1 polo da 32A in esecuzione per montaggio frontale con maniglia nera, mostrina 65X65mm | http://datasheet.lovatoelectric.com/Rotary_cam_switches/ITA/GX3282U.pdf | Łącznik krzywkowy serii GX, wielopozycyjny 1-2-3, 1 pole, 32A, do montażu tablicowego, z czarnym pokrętłem i tabliczką 65x65mm | http://datasheet.lovatoelectric.com/Rotary_cam_switches/POL/GX3282U.pdf | Rotary cam switch GX series, multi-step 1-2-3, 1 pole 32A, for front mounting with black handle, front plate 65X65mm | http://datasheet.lovatoelectric.com/Rotary_cam_switches/RON/GX3282U.pdf
GX3283O |  |  | Rotary cam switch GX series, multi-step 1-2-3-4, 1 pole 32A, for rear mounting with black handle, front plate 65X65mm | http://datasheet.lovatoelectric.com/Rotary_cam_switches/ENG/GX3283O.pdf | Commutatore a camme serie GX, multivia 1-2-3-4 1 polo da 32A in esecuzione per montaggio a fondo quadro con maniglia nera, mostrina 65X65mm | http://datasheet.lovatoelectric.com/Rotary_cam_switches/ITA/GX3283O.pdf | Łącznik krzywkowy serii GX, wielopozycyjny 1-2-3-4, 1 pole, 32A, do montażu wewnątrz szafy z czarnym pokrętłem i tabliczką 65x65mm | http://datasheet.lovatoelectric.com/Rotary_cam_switches/POL/GX3283O.pdf | Rotary cam switch GX series, multi-step 1-2-3-4, 1 pole 32A, for rear mounting with black handle, front plate 65X65mm | http://datasheet.lovatoelectric.com/Rotary_cam_switches/RON/GX3283O.pdf
GX3283P |  |  | Enclosed rotary cam switch GX series, multi-step 1-2-3-4, 1 pole 32A in plastic enclosure 110X110mm with black handle | http://datasheet.lovatoelectric.com/Rotary_cam_switches/ENG/GX3283P.pdf | Commutatore a camme serie GX, multivia 1-2-3-4 1 polo da 32A in cassetta plastica 110X110mm con maniglia nera | http://datasheet.lovatoelectric.com/Rotary_cam_switches/ITA/GX3283P.pdf | Łącznik krzywkowy serii GX, wielopozycyjny 1-2-3-4, 1 pole, 32A, w obudowie 110x110mm i czarnym pokrętłem | http://datasheet.lovatoelectric.com/Rotary_cam_switches/POL/GX3283P.pdf | Enclosed rotary cam switch GX series, multi-step 1-2-3-4, 1 pole 32A in plastic enclosure 110X110mm with black handle | http://datasheet.lovatoelectric.com/Rotary_cam_switches/RON/GX3283P.pdf
GX3283U |  |  | Rotary cam switch GX series, multi-step 1-2-3-4, 1 pole 32A, for front mounting with black handle, front plate 65X65mm | http://datasheet.lovatoelectric.com/Rotary_cam_switches/ENG/GX3283U.pdf | Commutatore a camme serie GX, multivia 1-2-3-4 1 polo da 32A in esecuzione per montaggio frontale con maniglia nera, mostrina 65X65mm | http://datasheet.lovatoelectric.com/Rotary_cam_switches/ITA/GX3283U.pdf | Łącznik krzywkowy serii GX, wielopozycyjny 1-2-3-4, 1 pole, 32A, do montażu tablicowego, z czarnym pokrętłem i tabliczką 65x65mm | http://datasheet.lovatoelectric.com/Rotary_cam_switches/POL/GX3283U.pdf | Rotary cam switch GX series, multi-step 1-2-3-4, 1 pole 32A, for front mounting with black handle, front plate 65X65mm | http://datasheet.lovatoelectric.com/Rotary_cam_switches/RON/GX3283U.pdf
GX3284O |  |  | Rotary cam switch GX series, multi-step 1-2-3-4-5, 1 pole 32A, for rear mounting with black handle, front plate 65X65mm | http://datasheet.lovatoelectric.com/Rotary_cam_switches/ENG/GX3284O.pdf | Commutatore a camme serie GX, multivia 1-2-3-4-5 1 polo da 32A in esecuzione per montaggio a fondo quadro con maniglia nera, mostrina 65X65mm | http://datasheet.lovatoelectric.com/Rotary_cam_switches/ITA/GX3284O.pdf | Łącznik krzywkowy serii GX, wielopozycyjny 1-2-3-4-5, 1 pole, 32A, do montażu wewnątrz szafy z czarnym pokrętłem i tabliczką 65x65mm | http://datasheet.lovatoelectric.com/Rotary_cam_switches/POL/GX3284O.pdf | Rotary cam switch GX series, multi-step 1-2-3-4-5, 1 pole 32A, for rear mounting with black handle, front plate 65X65mm | http://datasheet.lovatoelectric.com/Rotary_cam_switches/RON/GX3284O.pdf
GX3284P |  |  | Enclosed rotary cam switch GX series, multi-step 1-2-3-4-5, 1 pole 32A in plastic enclosure 110X110mm with black handle | http://datasheet.lovatoelectric.com/Rotary_cam_switches/ENG/GX3284P.pdf | Commutatore a camme serie GX, multivia 1-2-3-4-5 1 polo da 32A in cassetta plastica 110X110mm con maniglia nera | http://datasheet.lovatoelectric.com/Rotary_cam_switches/ITA/GX3284P.pdf | Łącznik krzywkowy serii GX, wielopozycyjny 1-2-3-4-5, 1 pole, 32A, w obudowie 110x110mm i czarnym pokrętłem | http://datasheet.lovatoelectric.com/Rotary_cam_switches/POL/GX3284P.pdf | Enclosed rotary cam switch GX series, multi-step 1-2-3-4-5, 1 pole 32A in plastic enclosure 110X110mm with black handle | http://datasheet.lovatoelectric.com/Rotary_cam_switches/RON/GX3284P.pdf
GX3284U |  |  | Rotary cam switch GX series, multi-step 1-2-3-4-5, 1 pole 32A, for front mounting with black handle, front plate 65X65mm | http://datasheet.lovatoelectric.com/Rotary_cam_switches/ENG/GX3284U.pdf | Commutatore a camme serie GX, multivia 1-2-3-4-5 1 polo da 32A in esecuzione per montaggio frontale con maniglia nera, mostrina 65X65mm | http://datasheet.lovatoelectric.com/Rotary_cam_switches/ITA/GX3284U.pdf | Łącznik krzywkowy serii GX, wielopozycyjny 1-2-3-4-5, 1 pole, 32A, do montażu tablicowego, z czarnym pokrętłem i tabliczką 65x65mm | http://datasheet.lovatoelectric.com/Rotary_cam_switches/POL/GX3284U.pdf | Rotary cam switch GX series, multi-step 1-2-3-4-5, 1 pole 32A, for front mounting with black handle, front plate 65X65mm | http://datasheet.lovatoelectric.com/Rotary_cam_switches/RON/GX3284U.pdf
GX3285O |  |  | Rotary cam switch GX series, multi-step 1-2-3-4-5-6, 1 pole 32A, for rear mounting with black handle, front plate 65X65mm | http://datasheet.lovatoelectric.com/Rotary_cam_switches/ENG/GX3285O.pdf | Commutatore a camme serie GX, multivia 1-2-3-4-5-6 1 polo da 32A in esecuzione per montaggio a fondo quadro con maniglia nera, mostrina 65X65mm | http://datasheet.lovatoelectric.com/Rotary_cam_switches/ITA/GX3285O.pdf | Łącznik krzywkowy serii GX, wielopozycyjny 1-2-3-4-5-6, 1 pole, 32A, do montażu wewnątrz szafy z czarnym pokrętłem i tabliczką 65x65mm | http://datasheet.lovatoelectric.com/Rotary_cam_switches/POL/GX3285O.pdf | Rotary cam switch GX series, multi-step 1-2-3-4-5-6, 1 pole 32A, for rear mounting with black handle, front plate 65X65mm | http://datasheet.lovatoelectric.com/Rotary_cam_switches/RON/GX3285O.pdf
GX3285U |  |  | Rotary cam switch GX series, multi-step 1-2-3-4-5-6, 1 pole 32A, for front mounting with black handle, front plate 65X65mm | http://datasheet.lovatoelectric.com/Rotary_cam_switches/ENG/GX3285U.pdf | Commutatore a camme serie GX, multivia 1-2-3-4-5-6 1 polo da 32A in esecuzione per montaggio frontale con maniglia nera, mostrina 65X65mm | http://datasheet.lovatoelectric.com/Rotary_cam_switches/ITA/GX3285U.pdf | Łącznik krzywkowy serii GX, wielopozycyjny 1-2-3-4-5-6, 1 pole, 32A, do montażu tablicowego, z czarnym pokrętłem i tabliczką 65x65mm | http://datasheet.lovatoelectric.com/Rotary_cam_switches/POL/GX3285U.pdf | Rotary cam switch GX series, multi-step 1-2-3-4-5-6, 1 pole 32A, for front mounting with black handle, front plate 65X65mm | http://datasheet.lovatoelectric.com/Rotary_cam_switches/RON/GX3285U.pdf
GX3286O |  |  | Rotary cam switch GX series, multi-step 1-2-3, 2 poles 32A, for rear mounting with black handle, front plate 65X65mm | http://datasheet.lovatoelectric.com/Rotary_cam_switches/ENG/GX3286O.pdf | Commutatore a camme serie GX, multivia 1-2-3 2 poli da 32A in esecuzione per montaggio a fondo quadro con maniglia nera, mostrina 65X65mm | http://datasheet.lovatoelectric.com/Rotary_cam_switches/ITA/GX3286O.pdf | Łącznik krzywkowy serii GX, wielopozycyjny 1-2-3, 2 pola, 32A, do montażu wewnątrz szafy z czarnym pokrętłem i tabliczką 65x65mm | http://datasheet.lovatoelectric.com/Rotary_cam_switches/POL/GX3286O.pdf | Rotary cam switch GX series, multi-step 1-2-3, 2 poles 32A, for rear mounting with black handle, front plate 65X65mm | http://datasheet.lovatoelectric.com/Rotary_cam_switches/RON/GX3286O.pdf
GX3286P |  |  | Enclosed rotary cam switch GX series, multi-step 1-2-3, 2 poles 32A in plastic enclosure 110X110mm with black handle | http://datasheet.lovatoelectric.com/Rotary_cam_switches/ENG/GX3286P.pdf | Commutatore a camme serie GX, multivia 1-2-3 2 poli da 32A in cassetta plastica 110X110mm con maniglia nera | http://datasheet.lovatoelectric.com/Rotary_cam_switches/ITA/GX3286P.pdf | Łącznik krzywkowy serii GX, wielopozycyjny 1-2-3, 2 pola, 32A, w obudowie 110x110mm i czarnym pokrętłem | http://datasheet.lovatoelectric.com/Rotary_cam_switches/POL/GX3286P.pdf | Enclosed rotary cam switch GX series, multi-step 1-2-3, 2 poles 32A in plastic enclosure 110X110mm with black handle | http://datasheet.lovatoelectric.com/Rotary_cam_switches/RON/GX3286P.pdf
GX3286U |  |  | Rotary cam switch GX series, multi-step 1-2-3, 2 poles 32A, for front mounting with black handle, front plate 65X65mm | http://datasheet.lovatoelectric.com/Rotary_cam_switches/ENG/GX3286U.pdf | Commutatore a camme serie GX, multivia 1-2-3 2 poli da 32A in esecuzione per montaggio frontale con maniglia nera, mostrina 65X65mm | http://datasheet.lovatoelectric.com/Rotary_cam_switches/ITA/GX3286U.pdf | Łącznik krzywkowy serii GX, wielopozycyjny 1-2-3, 2 pola, 32A, do montażu tablicowego, z czarnym pokrętłem i tabliczką 65x65mm | http://datasheet.lovatoelectric.com/Rotary_cam_switches/POL/GX3286U.pdf | Rotary cam switch GX series, multi-step 1-2-3, 2 poles 32A, for front mounting with black handle, front plate 65X65mm | http://datasheet.lovatoelectric.com/Rotary_cam_switches/RON/GX3286U.pdf
GX3287O |  |  | Rotary cam switch GX series, multi-step 1-2-3-4, 2 poles 32A, for rear mounting with black handle, front plate 65X65mm | http://datasheet.lovatoelectric.com/Rotary_cam_switches/ENG/GX3287O.pdf | Commutatore a camme serie GX, multivia 1-2-3-4 2 poli da 32A in esecuzione per montaggio a fondo quadro con maniglia nera, mostrina 65X65mm | http://datasheet.lovatoelectric.com/Rotary_cam_switches/ITA/GX3287O.pdf | Łącznik krzywkowy serii GX, wielopozycyjny 1-2-3-4, 2 pola, 32A, do montażu wewnątrz szafy z czarnym pokrętłem i tabliczką 65x65mm | http://datasheet.lovatoelectric.com/Rotary_cam_switches/POL/GX3287O.pdf | Rotary cam switch GX series, multi-step 1-2-3-4, 2 poles 32A, for rear mounting with black handle, front plate 65X65mm | http://datasheet.lovatoelectric.com/Rotary_cam_switches/RON/GX3287O.pdf
GX3287P |  |  | Enclosed rotary cam switch GX series, multi-step 1-2-3-4, 2 poles 32A in plastic enclosure 110X110mm with black handle | http://datasheet.lovatoelectric.com/Rotary_cam_switches/ENG/GX3287P.pdf | Commutatore a camme serie GX, multivia 1-2-3-4 2 poli da 32A in cassetta plastica 110X110mm con maniglia nera | http://datasheet.lovatoelectric.com/Rotary_cam_switches/ITA/GX3287P.pdf | Łącznik krzywkowy serii GX, wielopozycyjny 1-2-3-4, 2 pola, 32A, w obudowie 110x110mm i czarnym pokrętłem | http://datasheet.lovatoelectric.com/Rotary_cam_switches/POL/GX3287P.pdf | Enclosed rotary cam switch GX series, multi-step 1-2-3-4, 2 poles 32A in plastic enclosure 110X110mm with black handle | http://datasheet.lovatoelectric.com/Rotary_cam_switches/RON/GX3287P.pdf
GX3287U |  |  | Rotary cam switch GX series, multi-step 1-2-3-4, 2 poles 32A, for front mounting with black handle, front plate 65X65mm | http://datasheet.lovatoelectric.com/Rotary_cam_switches/ENG/GX3287U.pdf | Commutatore a camme serie GX, multivia 1-2-3-4 2 poli da 32A in esecuzione per montaggio frontale con maniglia nera, mostrina 65X65mm | http://datasheet.lovatoelectric.com/Rotary_cam_switches/ITA/GX3287U.pdf | Łącznik krzywkowy serii GX, wielopozycyjny 1-2-3-4, 2 pola, 32A, do montażu tablicowego, z czarnym pokrętłem i tabliczką 65x65mm | http://datasheet.lovatoelectric.com/Rotary_cam_switches/POL/GX3287U.pdf | Rotary cam switch GX series, multi-step 1-2-3-4, 2 poles 32A, for front mounting with black handle, front plate 65X65mm | http://datasheet.lovatoelectric.com/Rotary_cam_switches/RON/GX3287U.pdf
GX3290O | GX4010O.jpg | http://datasheet.lovatoelectric.com/Rotary_cam_switches/products_images/GX4010O.jpg | Rotary cam switch GX series, ON-OFF switch 1 pole 32A, for rear mounting with black handle, front plate 65X65mm | http://datasheet.lovatoelectric.com/Rotary_cam_switches/ENG/GX3290O.pdf | Commutatore a camme serie GX, interruttore 1 polo da 32A in esecuzione per montaggio a fondo quadro con maniglia nera, mostrina 65X65mm | http://datasheet.lovatoelectric.com/Rotary_cam_switches/ITA/GX3290O.pdf | Łącznik krzywkowy serii GX, rozłącznik, 1 pole, 32A, do montażu wewnątrz szafy z czarnym pokrętłem i tabliczką 65x65mm | http://datasheet.lovatoelectric.com/Rotary_cam_switches/POL/GX3290O.pdf | Rotary cam switch GX series, ON-OFF switch 1 pole 32A, for rear mounting with black handle, front plate 65X65mm | http://datasheet.lovatoelectric.com/Rotary_cam_switches/RON/GX3290O.pdf
GX3290O88 | GX4010O88.jpg | http://datasheet.lovatoelectric.com/Rotary_cam_switches/products_images/GX4010O88.jpg | Rotary cam switch GX series, ON-OFF switch 1 pole 32A, for rear mounting with red/yellow handle padlockable in 0, door coupling and protection covers, front plate 65X65mm | http://datasheet.lovatoelectric.com/Rotary_cam_switches/ENG/GX3290O88.pdf | Commutatore a camme serie GX, interruttore 1 polo da 32A in esecuzione per montaggio a fondo quadro con maniglia giallo/rossa lucchettabile in 0 con funzione blocco porta e copriterminali, mostrina 65X65mm | http://datasheet.lovatoelectric.com/Rotary_cam_switches/ITA/GX3290O88.pdf | Łącznik krzywkowy serii GX, rozłącznik, 1 pole, 32A, do montażu wewnątrz szafy, z żółto/czerwonym pokrętłem blokowanym w pozycji 0, trzpieniem, osłonami zacisków i tabliczką 65x65mm | http://datasheet.lovatoelectric.com/Rotary_cam_switches/POL/GX3290O88.pdf | Rotary cam switch GX series, ON-OFF switch 1 pole 32A, for rear mounting with red/yellow handle padlockable in 0, door coupling and protection covers, front plate 65X65mm | http://datasheet.lovatoelectric.com/Rotary_cam_switches/RON/GX3290O88.pdf
GX3290P |  |  | Enclosed rotary cam switch GX series, ON-OFF switch 1 pole 32A in plastic enclosure 110X110mm with black handle | http://datasheet.lovatoelectric.com/Rotary_cam_switches/ENG/GX3290P.pdf | Commutatore a camme serie GX, interruttore 1 polo da 32A in cassetta plastica 110X110mm con maniglia nera | http://datasheet.lovatoelectric.com/Rotary_cam_switches/ITA/GX3290P.pdf | Łącznik krzywkowy serii GX, rozłącznik, 1 pole, 32A, w obudowie 110x110mm i czarnym pokrętłem | http://datasheet.lovatoelectric.com/Rotary_cam_switches/POL/GX3290P.pdf | Enclosed rotary cam switch GX series, ON-OFF switch 1 pole 32A in plastic enclosure 110X110mm with black handle | http://datasheet.lovatoelectric.com/Rotary_cam_switches/RON/GX3290P.pdf
GX3290P25 |  |  | Enclosed rotary cam switch GX series, ON-OFF switch 1 pole 32A in plastic enclosure 110X110mm with red/yellow handle | http://datasheet.lovatoelectric.com/Rotary_cam_switches/ENG/GX3290P25.pdf | Commutatore a camme serie GX, interruttore 1 polo da 32A in cassetta plastica 110X110mm con maniglia giallo/rossa | http://datasheet.lovatoelectric.com/Rotary_cam_switches/ITA/GX3290P25.pdf | Łącznik krzywkowy serii GX, rozłącznik, 1 pole, 32A, w obudowie 110x110mm i żółto/czerwonym pokrętłem | http://datasheet.lovatoelectric.com/Rotary_cam_switches/POL/GX3290P25.pdf | Enclosed rotary cam switch GX series, ON-OFF switch 1 pole 32A in plastic enclosure 110X110mm with red/yellow handle | http://datasheet.lovatoelectric.com/Rotary_cam_switches/RON/GX3290P25.pdf
GX3290U | GX4010U.jpg | http://datasheet.lovatoelectric.com/Rotary_cam_switches/products_images/GX4010U.jpg | Rotary cam switch GX series, ON-OFF switch 1 pole 32A, for front mounting with black handle, front plate 65X65mm | http://datasheet.lovatoelectric.com/Rotary_cam_switches/ENG/GX3290U.pdf | Commutatore a camme serie GX, interruttore 1 polo da 32A in esecuzione per montaggio frontale con maniglia nera, mostrina 65X65mm | http://datasheet.lovatoelectric.com/Rotary_cam_switches/ITA/GX3290U.pdf | Łącznik krzywkowy serii GX, rozłącznik, 1 pole, 32A, do montażu tablicowego, z czarnym pokrętłem i tabliczką 65x65mm | http://datasheet.lovatoelectric.com/Rotary_cam_switches/POL/GX3290U.pdf | Rotary cam switch GX series, ON-OFF switch 1 pole 32A, for front mounting with black handle, front plate 65X65mm | http://datasheet.lovatoelectric.com/Rotary_cam_switches/RON/GX3290U.pdf
GX3290U25 | GX4010U25.jpg | http://datasheet.lovatoelectric.com/Rotary_cam_switches/products_images/GX4010U25.jpg | Rotary cam switch GX series, ON-OFF switch 1 pole 32A, for front mounting with red/yellow handle padlockable in 0 and protection covers, front plate 65X65mm | http://datasheet.lovatoelectric.com/Rotary_cam_switches/ENG/GX3290U25.pdf | Commutatore a camme serie GX, interruttore 1 polo da 32A in esecuzione per montaggio frontale con maniglia giallo/rossa lucchettabile in 0 e copriterminali, mostrina 65X65mm | http://datasheet.lovatoelectric.com/Rotary_cam_switches/ITA/GX3290U25.pdf | Łącznik krzywkowy serii GX, rozłącznik, 1 pole, 32A, do montażu tablicowego, z żółto/czerwonym pokrętłem blokowanym w pozycji 0, osłonami zacisków i tabliczką 65x65mm | http://datasheet.lovatoelectric.com/Rotary_cam_switches/POL/GX3290U25.pdf | Rotary cam switch GX series, ON-OFF switch 1 pole 32A, for front mounting with red/yellow handle padlockable in 0 and protection covers, front plate 65X65mm | http://datasheet.lovatoelectric.com/Rotary_cam_switches/RON/GX3290U25.pdf
GX3291O | GX4010O.jpg | http://datasheet.lovatoelectric.com/Rotary_cam_switches/products_images/GX4010O.jpg | Rotary cam switch GX series, ON-OFF switch 2 poles 32A, for rear mounting with black handle, front plate 65X65mm | http://datasheet.lovatoelectric.com/Rotary_cam_switches/ENG/GX3291O.pdf | Commutatore a camme serie GX, interruttore 2 poli da 32A in esecuzione per montaggio a fondo quadro con maniglia nera, mostrina 65X65mm | http://datasheet.lovatoelectric.com/Rotary_cam_switches/ITA/GX3291O.pdf | Łącznik krzywkowy serii GX, rozłącznik, 2 pola, 32A, do montażu wewnątrz szafy z czarnym pokrętłem i tabliczką 65x65mm | http://datasheet.lovatoelectric.com/Rotary_cam_switches/POL/GX3291O.pdf | Rotary cam switch GX series, ON-OFF switch 2 poles 32A, for rear mounting with black handle, front plate 65X65mm | http://datasheet.lovatoelectric.com/Rotary_cam_switches/RON/GX3291O.pdf
GX3291O88 | GX4010O88.jpg | http://datasheet.lovatoelectric.com/Rotary_cam_switches/products_images/GX4010O88.jpg | Rotary cam switch GX series, ON-OFF switch 2 poles 32A, for rear mounting with red/yellow handle padlockable in 0, door coupling and protection covers, front plate 65X65mm | http://datasheet.lovatoelectric.com/Rotary_cam_switches/ENG/GX3291O88.pdf | Commutatore a camme serie GX, interruttore 2 poli da 32A in esecuzione per montaggio a fondo quadro con maniglia giallo/rossa lucchettabile in 0 con funzione blocco porta e copriterminali, mostrina 65X65mm | http://datasheet.lovatoelectric.com/Rotary_cam_switches/ITA/GX3291O88.pdf | Łącznik krzywkowy serii GX, rozłącznik, 2 pola, 32A, do montażu wewnątrz szafy, z żółto/czerwonym pokrętłem blokowanym w pozycji 0, trzpieniem, osłonami zacisków i tabliczką 65x65mm | http://datasheet.lovatoelectric.com/Rotary_cam_switches/POL/GX3291O88.pdf | Rotary cam switch GX series, ON-OFF switch 2 poles 32A, for rear mounting with red/yellow handle padlockable in 0, door coupling and protection covers, front plate 65X65mm | http://datasheet.lovatoelectric.com/Rotary_cam_switches/RON/GX3291O88.pdf
GX3291P |  |  | Enclosed rotary cam switch GX series, ON-OFF switch 2 poles 32A in plastic enclosure 110X110mm with black handle | http://datasheet.lovatoelectric.com/Rotary_cam_switches/ENG/GX3291P.pdf | Commutatore a camme serie GX, interruttore 2 poli da 32A in cassetta plastica 110X110mm con maniglia nera | http://datasheet.lovatoelectric.com/Rotary_cam_switches/ITA/GX3291P.pdf | Łącznik krzywkowy serii GX, rozłącznik, 2 pola, 32A, w obudowie 110x110mm i czarnym pokrętłem | http://datasheet.lovatoelectric.com/Rotary_cam_switches/POL/GX3291P.pdf | Enclosed rotary cam switch GX series, ON-OFF switch 2 poles 32A in plastic enclosure 110X110mm with black handle | http://datasheet.lovatoelectric.com/Rotary_cam_switches/RON/GX3291P.pdf
GX3291P25 |  |  | Enclosed rotary cam switch GX series, ON-OFF switch 2 poles 32A in plastic enclosure 110X110mm with red/yellow handle | http://datasheet.lovatoelectric.com/Rotary_cam_switches/ENG/GX3291P25.pdf | Commutatore a camme serie GX, interruttore 2 poli da 32A in cassetta plastica 110X110mm con maniglia giallo/rossa | http://datasheet.lovatoelectric.com/Rotary_cam_switches/ITA/GX3291P25.pdf | Łącznik krzywkowy serii GX, rozłącznik, 2 pola, 32A, w obudowie 110x110mm i żółto/czerwonym pokrętłem | http://datasheet.lovatoelectric.com/Rotary_cam_switches/POL/GX3291P25.pdf | Enclosed rotary cam switch GX series, ON-OFF switch 2 poles 32A in plastic enclosure 110X110mm with red/yellow handle | http://datasheet.lovatoelectric.com/Rotary_cam_switches/RON/GX3291P25.pdf
GX3291U | GX4010U.jpg | http://datasheet.lovatoelectric.com/Rotary_cam_switches/products_images/GX4010U.jpg | Rotary cam switch GX series, ON-OFF switch 2 poles 32A, for front mounting with black handle, front plate 65X65mm | http://datasheet.lovatoelectric.com/Rotary_cam_switches/ENG/GX3291U.pdf | Commutatore a camme serie GX, interruttore 2 poli da 32A in esecuzione per montaggio frontale con maniglia nera, mostrina 65X65mm | http://datasheet.lovatoelectric.com/Rotary_cam_switches/ITA/GX3291U.pdf | Łącznik krzywkowy serii GX, rozłącznik, 2 pola, 32A, do montażu tablicowego, z czarnym pokrętłem i tabliczką 65x65mm | http://datasheet.lovatoelectric.com/Rotary_cam_switches/POL/GX3291U.pdf | Rotary cam switch GX series, ON-OFF switch 2 poles 32A, for front mounting with black handle, front plate 65X65mm | http://datasheet.lovatoelectric.com/Rotary_cam_switches/RON/GX3291U.pdf
GX3291U25 | GX4010U25.jpg | http://datasheet.lovatoelectric.com/Rotary_cam_switches/products_images/GX4010U25.jpg | Rotary cam switch GX series, ON-OFF switch 2 poles 32A, for front mounting with red/yellow handle padlockable in 0 and protection covers, front plate 65X65mm | http://datasheet.lovatoelectric.com/Rotary_cam_switches/ENG/GX3291U25.pdf | Commutatore a camme serie GX, interruttore 2 poli da 32A in esecuzione per montaggio frontale con maniglia giallo/rossa lucchettabile in 0 e copriterminali, mostrina 65X65mm | http://datasheet.lovatoelectric.com/Rotary_cam_switches/ITA/GX3291U25.pdf | Łącznik krzywkowy serii GX, rozłącznik, 2 pola, 32A, do montażu tablicowego, z żółto/czerwonym pokrętłem blokowanym w pozycji 0, osłonami zacisków i tabliczką 65x65mm | http://datasheet.lovatoelectric.com/Rotary_cam_switches/POL/GX3291U25.pdf | Rotary cam switch GX series, ON-OFF switch 2 poles 32A, for front mounting with red/yellow handle padlockable in 0 and protection covers, front plate 65X65mm | http://datasheet.lovatoelectric.com/Rotary_cam_switches/RON/GX3291U25.pdf
GX3292O | GX4010O.jpg | http://datasheet.lovatoelectric.com/Rotary_cam_switches/products_images/GX4010O.jpg | Rotary cam switch GX series, ON-OFF switch 4 poles 32A, for rear mounting with black handle, front plate 65X65mm | http://datasheet.lovatoelectric.com/Rotary_cam_switches/ENG/GX3292O.pdf | Commutatore a camme serie GX, interruttore 4 poli da 32A in esecuzione per montaggio a fondo quadro con maniglia nera, mostrina 65X65mm | http://datasheet.lovatoelectric.com/Rotary_cam_switches/ITA/GX3292O.pdf | Łącznik krzywkowy serii GX, rozłącznik, 4 pola, 32A, do montażu wewnątrz szafy z czarnym pokrętłem i tabliczką 65x65mm | http://datasheet.lovatoelectric.com/Rotary_cam_switches/POL/GX3292O.pdf | Rotary cam switch GX series, ON-OFF switch 4 poles 32A, for rear mounting with black handle, front plate 65X65mm | http://datasheet.lovatoelectric.com/Rotary_cam_switches/RON/GX3292O.pdf
GX3292O88 | GX4010O88.jpg | http://datasheet.lovatoelectric.com/Rotary_cam_switches/products_images/GX4010O88.jpg | Rotary cam switch GX series, ON-OFF switch 4 poles 32A, for rear mounting with red/yellow handle padlockable in 0, door coupling and protection covers, front plate 65X65mm | http://datasheet.lovatoelectric.com/Rotary_cam_switches/ENG/GX3292O88.pdf | Commutatore a camme serie GX, interruttore 4 poli da 32A in esecuzione per montaggio a fondo quadro con maniglia giallo/rossa lucchettabile in 0 con funzione blocco porta e copriterminali, mostrina 65X65mm | http://datasheet.lovatoelectric.com/Rotary_cam_switches/ITA/GX3292O88.pdf | Łącznik krzywkowy serii GX, rozłącznik, 4 pola, 32A, do montażu wewnątrz szafy, z żółto/czerwonym pokrętłem blokowanym w pozycji 0, trzpieniem, osłonami zacisków i tabliczką 65x65mm | http://datasheet.lovatoelectric.com/Rotary_cam_switches/POL/GX3292O88.pdf | Rotary cam switch GX series, ON-OFF switch 4 poles 32A, for rear mounting with red/yellow handle padlockable in 0, door coupling and protection covers, front plate 65X65mm | http://datasheet.lovatoelectric.com/Rotary_cam_switches/RON/GX3292O88.pdf
GX3292P |  |  | Enclosed rotary cam switch GX series, ON-OFF switch 4 poles 32A in plastic enclosure 110X110mm with black handle | http://datasheet.lovatoelectric.com/Rotary_cam_switches/ENG/GX3292P.pdf | Commutatore a camme serie GX, interruttore 4 poli da 32A in cassetta plastica 110X110mm con maniglia nera | http://datasheet.lovatoelectric.com/Rotary_cam_switches/ITA/GX3292P.pdf | Łącznik krzywkowy serii GX, rozłącznik, 4 pola, 32A, w obudowie 110x110mm i czarnym pokrętłem | http://datasheet.lovatoelectric.com/Rotary_cam_switches/POL/GX3292P.pdf | Enclosed rotary cam switch GX series, ON-OFF switch 4 poles 32A in plastic enclosure 110X110mm with black handle | http://datasheet.lovatoelectric.com/Rotary_cam_switches/RON/GX3292P.pdf
GX3292P25 |  |  | Enclosed rotary cam switch GX series, ON-OFF switch 4 poles 32A in plastic enclosure 110X110mm with red/yellow handle | http://datasheet.lovatoelectric.com/Rotary_cam_switches/ENG/GX3292P25.pdf | Commutatore a camme serie GX, interruttore 4 poli da 32A in cassetta plastica 110X110mm con maniglia giallo/rossa | http://datasheet.lovatoelectric.com/Rotary_cam_switches/ITA/GX3292P25.pdf | Łącznik krzywkowy serii GX, rozłącznik, 4 pola, 32A, w obudowie 110x110mm i żółto/czerwonym pokrętłem | http://datasheet.lovatoelectric.com/Rotary_cam_switches/POL/GX3292P25.pdf | Enclosed rotary cam switch GX series, ON-OFF switch 4 poles 32A in plastic enclosure 110X110mm with red/yellow handle | http://datasheet.lovatoelectric.com/Rotary_cam_switches/RON/GX3292P25.pdf
GX3292U | GX4010U.jpg | http://datasheet.lovatoelectric.com/Rotary_cam_switches/products_images/GX4010U.jpg | Rotary cam switch GX series, ON-OFF switch 4 poles 32A, for front mounting with black handle, front plate 65X65mm | http://datasheet.lovatoelectric.com/Rotary_cam_switches/ENG/GX3292U.pdf | Commutatore a camme serie GX, interruttore 4 poli da 32A in esecuzione per montaggio frontale con maniglia nera, mostrina 65X65mm | http://datasheet.lovatoelectric.com/Rotary_cam_switches/ITA/GX3292U.pdf | Łącznik krzywkowy serii GX, rozłącznik, 4 pola, 32A, do montażu tablicowego, z czarnym pokrętłem i tabliczką 65x65mm | http://datasheet.lovatoelectric.com/Rotary_cam_switches/POL/GX3292U.pdf | Rotary cam switch GX series, ON-OFF switch 4 poles 32A, for front mounting with black handle, front plate 65X65mm | http://datasheet.lovatoelectric.com/Rotary_cam_switches/RON/GX3292U.pdf
GX3292U25 | GX4010U25.jpg | http://datasheet.lovatoelectric.com/Rotary_cam_switches/products_images/GX4010U25.jpg | Rotary cam switch GX series, ON-OFF switch 4 poles 32A, for front mounting with red/yellow handle padlockable in 0 and protection covers, front plate 65X65mm | http://datasheet.lovatoelectric.com/Rotary_cam_switches/ENG/GX3292U25.pdf | Commutatore a camme serie GX, interruttore 4 poli da 32A in esecuzione per montaggio frontale con maniglia giallo/rossa lucchettabile in 0 e copriterminali, mostrina 65X65mm | http://datasheet.lovatoelectric.com/Rotary_cam_switches/ITA/GX3292U25.pdf | Łącznik krzywkowy serii GX, rozłącznik, 4 pola, 32A, do montażu tablicowego, z żółto/czerwonym pokrętłem blokowanym w pozycji 0, osłonami zacisków i tabliczką 65x65mm | http://datasheet.lovatoelectric.com/Rotary_cam_switches/POL/GX3292U25.pdf | Rotary cam switch GX series, ON-OFF switch 4 poles 32A, for front mounting with red/yellow handle padlockable in 0 and protection covers, front plate 65X65mm | http://datasheet.lovatoelectric.com/Rotary_cam_switches/RON/GX3292U25.pdf
GX3293O |  |  | Rotary cam switch GX series, multi-step 1-2-3, 3 poles 32A, for rear mounting with black handle, front plate 65X65mm | http://datasheet.lovatoelectric.com/Rotary_cam_switches/ENG/GX3293O.pdf | Commutatore a camme serie GX, multivia 1-2-3 3 poli da 32A in esecuzione per montaggio a fondo quadro con maniglia nera, mostrina 65X65mm | http://datasheet.lovatoelectric.com/Rotary_cam_switches/ITA/GX3293O.pdf | Łącznik krzywkowy serii GX, wielopozycyjny 1-2-3, 3 pola, 32A, do montażu wewnątrz szafy z czarnym pokrętłem i tabliczką 65x65mm | http://datasheet.lovatoelectric.com/Rotary_cam_switches/POL/GX3293O.pdf | Rotary cam switch GX series, multi-step 1-2-3, 3 poles 32A, for rear mounting with black handle, front plate 65X65mm | http://datasheet.lovatoelectric.com/Rotary_cam_switches/RON/GX3293O.pdf
GX3293U |  |  | Rotary cam switch GX series, multi-step 1-2-3, 3 poles 32A, for front mounting with black handle, front plate 65X65mm | http://datasheet.lovatoelectric.com/Rotary_cam_switches/ENG/GX3293U.pdf | Commutatore a camme serie GX, multivia 1-2-3 3 poli da 32A in esecuzione per montaggio frontale con maniglia nera, mostrina 65X65mm | http://datasheet.lovatoelectric.com/Rotary_cam_switches/ITA/GX3293U.pdf | Łącznik krzywkowy serii GX, wielopozycyjny 1-2-3, 3 pola, 32A, do montażu tablicowego, z czarnym pokrętłem i tabliczką 65x65mm | http://datasheet.lovatoelectric.com/Rotary_cam_switches/POL/GX3293U.pdf | Rotary cam switch GX series, multi-step 1-2-3, 3 poles 32A, for front mounting with black handle, front plate 65X65mm | http://datasheet.lovatoelectric.com/Rotary_cam_switches/RON/GX3293U.pdf
GX3294O |  |  | Rotary cam switch GX series, multi-step 1-2-3-4, 3 poles 32A, for rear mounting with black handle, front plate 65X65mm | http://datasheet.lovatoelectric.com/Rotary_cam_switches/ENG/GX3294O.pdf | Commutatore a camme serie GX, multivia 1-2-3-4 3 poli da 32A in esecuzione per montaggio a fondo quadro con maniglia nera, mostrina 65X65mm | http://datasheet.lovatoelectric.com/Rotary_cam_switches/ITA/GX3294O.pdf | Łącznik krzywkowy serii GX, wielopozycyjny 1-2-3-4, 3 pola, 32A, do montażu wewnątrz szafy z czarnym pokrętłem i tabliczką 65x65mm | http://datasheet.lovatoelectric.com/Rotary_cam_switches/POL/GX3294O.pdf | Rotary cam switch GX series, multi-step 1-2-3-4, 3 poles 32A, for rear mounting with black handle, front plate 65X65mm | http://datasheet.lovatoelectric.com/Rotary_cam_switches/RON/GX3294O.pdf
GX3294U |  |  | Rotary cam switch GX series, multi-step 1-2-3-4, 3 poles 32A, for front mounting with black handle, front plate 65X65mm | http://datasheet.lovatoelectric.com/Rotary_cam_switches/ENG/GX3294U.pdf | Commutatore a camme serie GX, multivia 1-2-3-4 3 poli da 32A in esecuzione per montaggio frontale con maniglia nera, mostrina 65X65mm | http://datasheet.lovatoelectric.com/Rotary_cam_switches/ITA/GX3294U.pdf | Łącznik krzywkowy serii GX, wielopozycyjny 1-2-3-4, 3 pola, 32A, do montażu tablicowego, z czarnym pokrętłem i tabliczką 65x65mm | http://datasheet.lovatoelectric.com/Rotary_cam_switches/POL/GX3294U.pdf | Rotary cam switch GX series, multi-step 1-2-3-4, 3 poles 32A, for front mounting with black handle, front plate 65X65mm | http://datasheet.lovatoelectric.com/Rotary_cam_switches/RON/GX3294U.pdf
GX3297O |  |  | Rotary cam switch gx series, ammeter switch 32A, for rear mounting with black handle, front plate 65X65mm | http://datasheet.lovatoelectric.com/Rotary_cam_switches/ENG/GX3297O.pdf | Commutatore a camme serie GX, commutatore amperometrico da 32A in esecuzione per montaggio a fondo quadro con maniglia nera, mostrina 65X65mm | http://datasheet.lovatoelectric.com/Rotary_cam_switches/ITA/GX3297O.pdf | Łącznik krzywkowy serii GX,przełącznik amperomierzy, 32A, do montażu wewnątrz szafy z czarnym pokrętłem i tabliczką 65x65mm | http://datasheet.lovatoelectric.com/Rotary_cam_switches/POL/GX3297O.pdf | Rotary cam switch gx series, ammeter switch 32A, for rear mounting with black handle, front plate 65X65mm | http://datasheet.lovatoelectric.com/Rotary_cam_switches/RON/GX3297O.pdf
GX3297U |  |  | Rotary cam switch GX series, ammeter switch 32A, for front mounting with black handle, front plate 65X65mm | http://datasheet.lovatoelectric.com/Rotary_cam_switches/ENG/GX3297U.pdf | Commutatore a camme serie GX, commutatore amperometrico da 32A in esecuzione per montaggio frontale con maniglia nera, mostrina 65X65mm | http://datasheet.lovatoelectric.com/Rotary_cam_switches/ITA/GX3297U.pdf | Łącznik krzywkowy serii GX, przełącznik amperomierzy, 32A, do montażu tablicowego, z czarnym pokrętłem i tabliczką 65x65mm | http://datasheet.lovatoelectric.com/Rotary_cam_switches/POL/GX3297U.pdf | Rotary cam switch GX series, ammeter switch 32A, for front mounting with black handle, front plate 65X65mm | http://datasheet.lovatoelectric.com/Rotary_cam_switches/RON/GX3297U.pdf
GX3298O |  |  | Rotary cam switch gx series, ammeter switch 32A, for rear mounting with black handle, front plate 65X65mm | http://datasheet.lovatoelectric.com/Rotary_cam_switches/ENG/GX3298O.pdf | Commutatore a camme serie GX, commutatore amperometrico da 32A in esecuzione per montaggio a fondo quadro con maniglia nera, mostrina 65X65mm | http://datasheet.lovatoelectric.com/Rotary_cam_switches/ITA/GX3298O.pdf | Łącznik krzywkowy serii GX,przełącznik amperomierzy, 32A, do montażu wewnątrz szafy z czarnym pokrętłem i tabliczką 65x65mm | http://datasheet.lovatoelectric.com/Rotary_cam_switches/POL/GX3298O.pdf | Rotary cam switch gx series, ammeter switch 32A, for rear mounting with black handle, front plate 65X65mm | http://datasheet.lovatoelectric.com/Rotary_cam_switches/RON/GX3298O.pdf
GX3298U |  |  | Rotary cam switch GX series, ammeter switch 32A, for front mounting with black handle, front plate 65X65mm | http://datasheet.lovatoelectric.com/Rotary_cam_switches/ENG/GX3298U.pdf | Commutatore a camme serie GX, commutatore amperometrico da 32A in esecuzione per montaggio frontale con maniglia nera, mostrina 65X65mm | http://datasheet.lovatoelectric.com/Rotary_cam_switches/ITA/GX3298U.pdf | Łącznik krzywkowy serii GX, przełącznik amperomierzy, 32A, do montażu tablicowego, z czarnym pokrętłem i tabliczką 65x65mm | http://datasheet.lovatoelectric.com/Rotary_cam_switches/POL/GX3298U.pdf | Rotary cam switch GX series, ammeter switch 32A, for front mounting with black handle, front plate 65X65mm | http://datasheet.lovatoelectric.com/Rotary_cam_switches/RON/GX3298U.pdf
GX4003O | GX4010O.jpg | http://datasheet.lovatoelectric.com/Rotary_cam_switches/products_images/GX4010O.jpg | Rotary cam switch GX series, ON-OFF spring return switch 3 poles 40A, for rear mounting with black handle, front plate 65X65mm | http://datasheet.lovatoelectric.com/Rotary_cam_switches/ENG/GX4003O.pdf | Commutatore a camme serie GX, interruttore con ritorno a molla 3 poli da 40A in esecuzione per montaggio a fondo quadro con maniglia nera, mostrina 65X65mm | http://datasheet.lovatoelectric.com/Rotary_cam_switches/ITA/GX4003O.pdf | Łącznik krzywkowy serii GX, rozłącznik z powrotem do pozycji 0, 3 pola, 40A, do montażu wewnątrz szafy z czarnym pokrętłem i tabliczką 65x65mm | http://datasheet.lovatoelectric.com/Rotary_cam_switches/POL/GX4003O.pdf | Rotary cam switch GX series, ON-OFF spring return switch 3 poles 40A, for rear mounting with black handle, front plate 65X65mm | http://datasheet.lovatoelectric.com/Rotary_cam_switches/RON/GX4003O.pdf
GX4003P |  |  | Enclosed rotary cam switch GX series, ON-OFF spring return switch 3 poles 40A in plastic enclosure 110X110mm with black handle | http://datasheet.lovatoelectric.com/Rotary_cam_switches/ENG/GX4003P.pdf | Commutatore a camme serie GX, interruttore con ritorno a molla 3 poli da 40A in cassetta plastica 110X110mm con maniglia nera | http://datasheet.lovatoelectric.com/Rotary_cam_switches/ITA/GX4003P.pdf | Łącznik krzywkowy serii GX, rozłącznik z powrotem do pozycji 0, 3 pola, 40A, w obudowie 110x110mm i czarnym pokrętłem | http://datasheet.lovatoelectric.com/Rotary_cam_switches/POL/GX4003P.pdf | Enclosed rotary cam switch GX series, ON-OFF spring return switch 3 poles 40A in plastic enclosure 110X110mm with black handle | http://datasheet.lovatoelectric.com/Rotary_cam_switches/RON/GX4003P.pdf
GX4003U | GX4010U.jpg | http://datasheet.lovatoelectric.com/Rotary_cam_switches/products_images/GX4010U.jpg | Rotary cam switch GX series, ON-OFF spring return switch 3 poles 40A, for front mounting with black handle, front plate 65X65mm | http://datasheet.lovatoelectric.com/Rotary_cam_switches/ENG/GX4003U.pdf | Commutatore a camme serie GX, interruttore con ritorno a molla 3 poli da 40A in esecuzione per montaggio frontale con maniglia nera, mostrina 65X65mm | http://datasheet.lovatoelectric.com/Rotary_cam_switches/ITA/GX4003U.pdf | Łącznik krzywkowy serii GX, rozłącznik z powrotem do pozycji 0, 3 pola, 40A, do montażu tablicowego, z czarnym pokrętłem i tabliczką 65x65mm | http://datasheet.lovatoelectric.com/Rotary_cam_switches/POL/GX4003U.pdf | Rotary cam switch GX series, ON-OFF spring return switch 3 poles 40A, for front mounting with black handle, front plate 65X65mm | http://datasheet.lovatoelectric.com/Rotary_cam_switches/RON/GX4003U.pdf
GX4005O |  |  | Rotary cam switch GX series, ON-OFF switch 1 pole 40A, for rear mounting with black handle, front plate 65X65mm | http://datasheet.lovatoelectric.com/Rotary_cam_switches/ENG/GX4005O.pdf | Commutatore a camme serie GX, interruttore 1 polo da 40A in esecuzione per montaggio a fondo quadro con maniglia nera, mostrina 65X65mm | http://datasheet.lovatoelectric.com/Rotary_cam_switches/ITA/GX4005O.pdf | Łącznik krzywkowy serii GX, rozłącznik, 1 pole, 40A, do montażu wewnątrz szafy z czarnym pokrętłem i tabliczką 65x65mm | http://datasheet.lovatoelectric.com/Rotary_cam_switches/POL/GX4005O.pdf | Rotary cam switch GX series, ON-OFF switch 1 pole 40A, for rear mounting with black handle, front plate 65X65mm | http://datasheet.lovatoelectric.com/Rotary_cam_switches/RON/GX4005O.pdf
GX4005O88 |  |  | Rotary cam switch GX series, ON-OFF switch 1 pole 40A, for rear mounting with red/yellow handle padlockable in 0, door coupling and protection covers, front plate 65X65mm | http://datasheet.lovatoelectric.com/Rotary_cam_switches/ENG/GX4005O88.pdf | Commutatore a camme serie GX, interruttore 1 polo da 40A in esecuzione per montaggio a fondo quadro con maniglia giallo/rossa lucchettabile in 0 con funzione blocco porta e copriterminali, mostrina 65X65mm | http://datasheet.lovatoelectric.com/Rotary_cam_switches/ITA/GX4005O88.pdf | Łącznik krzywkowy serii GX, rozłącznik, 1 pole, 40A, do montażu wewnątrz szafy, z żółto/czerwonym pokrętłem blokowanym w pozycji 0, trzpieniem, osłonami zacisków i tabliczką 65x65mm | http://datasheet.lovatoelectric.com/Rotary_cam_switches/POL/GX4005O88.pdf | Rotary cam switch GX series, ON-OFF switch 1 pole 40A, for rear mounting with red/yellow handle padlockable in 0, door coupling and protection covers, front plate 65X65mm | http://datasheet.lovatoelectric.com/Rotary_cam_switches/RON/GX4005O88.pdf
GX4005P |  |  | Enclosed rotary cam switch 7GX SERIES, ON-OFF switch 1 pole 40A in plastic enclosure 110X110mm with black handle | http://datasheet.lovatoelectric.com/Rotary_cam_switches/ENG/GX4005P.pdf | Commutatore a camme serie GX, interruttore 1 polo da 40A in cassetta plastica 110X110mm con maniglia nera | http://datasheet.lovatoelectric.com/Rotary_cam_switches/ITA/GX4005P.pdf | Łącznik krzywkowy serii 7GX, rozłącznik, 1 pole, 40A, w obudowie 110x110mm i czarnym pokrętłem | http://datasheet.lovatoelectric.com/Rotary_cam_switches/POL/GX4005P.pdf | Enclosed rotary cam switch 7GX SERIES, ON-OFF switch 1 pole 40A in plastic enclosure 110X110mm with black handle | http://datasheet.lovatoelectric.com/Rotary_cam_switches/RON/GX4005P.pdf
GX4005P25 |  |  | Enclosed rotary cam switch GX series, ON-OFF switch 1 pole 40A in plastic enclosure 110X110mm with red/yellow handle | http://datasheet.lovatoelectric.com/Rotary_cam_switches/ENG/GX4005P25.pdf | Commutatore a camme serie GX, interruttore 1 polo da 40A in cassetta plastica 110X110mm con maniglia giallo/rossa | http://datasheet.lovatoelectric.com/Rotary_cam_switches/ITA/GX4005P25.pdf | Łącznik krzywkowy serii GX, rozłącznik, 1 pole, 40A, w obudowie 110x110mm i żółto/czerwonym pokrętłem | http://datasheet.lovatoelectric.com/Rotary_cam_switches/POL/GX4005P25.pdf | Enclosed rotary cam switch GX series, ON-OFF switch 1 pole 40A in plastic enclosure 110X110mm with red/yellow handle | http://datasheet.lovatoelectric.com/Rotary_cam_switches/RON/GX4005P25.pdf
GX4005U |  |  | Rotary cam switch GX series, ON-OFF switch 1 pole 40A, for front mounting with black handle, front plate 65X65mm | http://datasheet.lovatoelectric.com/Rotary_cam_switches/ENG/GX4005U.pdf | Commutatore a camme serie GX, interruttore 1 polo da 40A in esecuzione per montaggio frontale con maniglia nera, mostrina 65X65mm | http://datasheet.lovatoelectric.com/Rotary_cam_switches/ITA/GX4005U.pdf | Łącznik krzywkowy serii GX, rozłącznik, 1 pole, 40A, do montażu tablicowego, z czarnym pokrętłem i tabliczką 65x65mm | http://datasheet.lovatoelectric.com/Rotary_cam_switches/POL/GX4005U.pdf | Rotary cam switch GX series, ON-OFF switch 1 pole 40A, for front mounting with black handle, front plate 65X65mm | http://datasheet.lovatoelectric.com/Rotary_cam_switches/RON/GX4005U.pdf
GX4005U25 |  |  | Rotary cam switch GX series, ON-OFF switch 1 pole 40A, for front mounting with red/yellow handle padlockable in 0 and protection covers, front plate 65X65mm | http://datasheet.lovatoelectric.com/Rotary_cam_switches/ENG/GX4005U25.pdf | Commutatore a camme serie GX, interruttore 1 polo da 40A in esecuzione per montaggio frontale con maniglia giallo/rossa lucchettabile in 0 e copriterminali, mostrina 65X65mm | http://datasheet.lovatoelectric.com/Rotary_cam_switches/ITA/GX4005U25.pdf | Łącznik krzywkowy serii GX, rozłącznik, 1 pole, 40A, do montażu tablicowego, z żółto/czerwonym pokrętłem blokowanym w pozycji 0, osłonami zacisków i tabliczką 65x65mm | http://datasheet.lovatoelectric.com/Rotary_cam_switches/POL/GX4005U25.pdf | Rotary cam switch GX series, ON-OFF switch 1 pole 40A, for front mounting with red/yellow handle padlockable in 0 and protection covers, front plate 65X65mm | http://datasheet.lovatoelectric.com/Rotary_cam_switches/RON/GX4005U25.pdf
GX4006O |  |  | Rotary cam switch GX series, ON-OFF switch 2 poles 40A, for rear mounting with black handle, front plate 65X65mm | http://datasheet.lovatoelectric.com/Rotary_cam_switches/ENG/GX4006O.pdf | Commutatore a camme serie GX, interruttore 2 poli da 40A in esecuzione per montaggio a fondo quadro con maniglia nera, mostrina 65X65mm | http://datasheet.lovatoelectric.com/Rotary_cam_switches/ITA/GX4006O.pdf | Łącznik krzywkowy serii GX, rozłącznik, 2 pola, 40A, do montażu wewnątrz szafy z czarnym pokrętłem i tabliczką 65x65mm | http://datasheet.lovatoelectric.com/Rotary_cam_switches/POL/GX4006O.pdf | Rotary cam switch GX series, ON-OFF switch 2 poles 40A, for rear mounting with black handle, front plate 65X65mm | http://datasheet.lovatoelectric.com/Rotary_cam_switches/RON/GX4006O.pdf
GX4006O88 |  |  | Rotary cam switch GX series, ON-OFF switch 2 poles 40A, for rear mounting with red/yellow handle padlockable in 0, door coupling and protection covers, front plate 65X65mm | http://datasheet.lovatoelectric.com/Rotary_cam_switches/ENG/GX4006O88.pdf | Commutatore a camme serie GX, interruttore 2 poli da 40A in esecuzione per montaggio a fondo quadro con maniglia giallo/rossa lucchettabile in 0 con funzione blocco porta e copriterminali, mostrina 65X65mm | http://datasheet.lovatoelectric.com/Rotary_cam_switches/ITA/GX4006O88.pdf | Łącznik krzywkowy serii GX, rozłącznik, 2 pola, 40A, do montażu wewnątrz szafy, z żółto/czerwonym pokrętłem blokowanym w pozycji 0, trzpieniem, osłonami zacisków i tabliczką 65x65mm | http://datasheet.lovatoelectric.com/Rotary_cam_switches/POL/GX4006O88.pdf | Rotary cam switch GX series, ON-OFF switch 2 poles 40A, for rear mounting with red/yellow handle padlockable in 0, door coupling and protection covers, front plate 65X65mm | http://datasheet.lovatoelectric.com/Rotary_cam_switches/RON/GX4006O88.pdf
GX4006P |  |  | Enclosed rotary cam switch 7GX series, ON-OFF switch 2 poles 40A in plastic enclosure 110X110mm with black handle | http://datasheet.lovatoelectric.com/Rotary_cam_switches/ENG/GX4006P.pdf | Commutatore a camme serie GX, interruttore 2 poli da 40A in cassetta plastica 110X110mm con maniglia nera | http://datasheet.lovatoelectric.com/Rotary_cam_switches/ITA/GX4006P.pdf | Łącznik krzywkowy serii 7GX, rozłącznik, 2 pola, 40A, w obudowie 110x110mm i czarnym pokrętłem | http://datasheet.lovatoelectric.com/Rotary_cam_switches/POL/GX4006P.pdf | Enclosed rotary cam switch 7GX series, ON-OFF switch 2 poles 40A in plastic enclosure 110X110mm with black handle | http://datasheet.lovatoelectric.com/Rotary_cam_switches/RON/GX4006P.pdf
GX4006P25 |  |  | Enclosed rotary cam switch GX series, ON-OFF switch 2 poles 40A in plastic enclosure 110X110mm with red/yellow handle | http://datasheet.lovatoelectric.com/Rotary_cam_switches/ENG/GX4006P25.pdf | Commutatore a camme serie GX, interruttore 2 poli da 40A in cassetta plastica 110X110mm con maniglia giallo/rossa | http://datasheet.lovatoelectric.com/Rotary_cam_switches/ITA/GX4006P25.pdf | Łącznik krzywkowy serii GX, rozłącznik, 2 pola, 40A, w obudowie 110x110mm i żółto/czerwonym pokrętłem | http://datasheet.lovatoelectric.com/Rotary_cam_switches/POL/GX4006P25.pdf | Enclosed rotary cam switch GX series, ON-OFF switch 2 poles 40A in plastic enclosure 110X110mm with red/yellow handle | http://datasheet.lovatoelectric.com/Rotary_cam_switches/RON/GX4006P25.pdf
GX4006U |  |  | Rotary cam switch GX series, ON-OFF switch 2 poles 40A, for front mounting with black handle, front plate 65X65mm | http://datasheet.lovatoelectric.com/Rotary_cam_switches/ENG/GX4006U.pdf | Commutatore a camme serie GX, interruttore 2 poli da 40A in esecuzione per montaggio frontale con maniglia nera, mostrina 65X65mm | http://datasheet.lovatoelectric.com/Rotary_cam_switches/ITA/GX4006U.pdf | Łącznik krzywkowy serii GX, rozłącznik, 2 pola, 40A, do montażu tablicowego, z czarnym pokrętłem i tabliczką 65x65mm | http://datasheet.lovatoelectric.com/Rotary_cam_switches/POL/GX4006U.pdf | Rotary cam switch GX series, ON-OFF switch 2 poles 40A, for front mounting with black handle, front plate 65X65mm | http://datasheet.lovatoelectric.com/Rotary_cam_switches/RON/GX4006U.pdf
GX4006U25 |  |  | Rotary cam switch GX series, ON-OFF switch 2 poles 40A, for front mounting with red/yellow handle padlockable in 0 and protection covers, front plate 65X65mm | http://datasheet.lovatoelectric.com/Rotary_cam_switches/ENG/GX4006U25.pdf | Commutatore a camme serie GX, interruttore 2 poli da 40A in esecuzione per montaggio frontale con maniglia giallo/rossa lucchettabile in 0 e copriterminali, mostrina 65X65mm | http://datasheet.lovatoelectric.com/Rotary_cam_switches/ITA/GX4006U25.pdf | Łącznik krzywkowy serii GX, rozłącznik, 2 pola, 40A, do montażu tablicowego, z żółto/czerwonym pokrętłem blokowanym w pozycji 0, osłonami zacisków i tabliczką 65x65mm | http://datasheet.lovatoelectric.com/Rotary_cam_switches/POL/GX4006U25.pdf | Rotary cam switch GX series, ON-OFF switch 2 poles 40A, for front mounting with red/yellow handle padlockable in 0 and protection covers, front plate 65X65mm | http://datasheet.lovatoelectric.com/Rotary_cam_switches/RON/GX4006U25.pdf
GX4007O |  |  | Rotary cam switch GX series, ON-OFF switch 3 poles 40A, for rear mounting with black handle, front plate 65X65mm | http://datasheet.lovatoelectric.com/Rotary_cam_switches/ENG/GX4007O.pdf | Commutatore a camme serie GX, interruttore 3 poli da 40A in esecuzione per montaggio a fondo quadro con maniglia nera, mostrina 65X65mm | http://datasheet.lovatoelectric.com/Rotary_cam_switches/ITA/GX4007O.pdf | Łącznik krzywkowy serii GX, rozłącznik, 3 pola, 40A, do montażu wewnątrz szafy z czarnym pokrętłem i tabliczką 65x65mm | http://datasheet.lovatoelectric.com/Rotary_cam_switches/POL/GX4007O.pdf | Rotary cam switch GX series, ON-OFF switch 3 poles 40A, for rear mounting with black handle, front plate 65X65mm | http://datasheet.lovatoelectric.com/Rotary_cam_switches/RON/GX4007O.pdf
GX4007O88 |  |  | Rotary cam switch GX series, ON-OFF switch 3 poles 40A, for rear mounting with red/yellow handle padlockable in 0, door coupling and protection covers, front plate 65X65mm | http://datasheet.lovatoelectric.com/Rotary_cam_switches/ENG/GX4007O88.pdf | Commutatore a camme serie GX, interruttore 3 poli da 40A in esecuzione per montaggio a fondo quadro con maniglia giallo/rossa lucchettabile in 0 con funzione blocco porta e copriterminali, mostrina 65X65mm | http://datasheet.lovatoelectric.com/Rotary_cam_switches/ITA/GX4007O88.pdf | Łącznik krzywkowy serii GX, rozłącznik, 3 pola, 40A, do montażu wewnątrz szafy, z żółto/czerwonym pokrętłem blokowanym w pozycji 0, trzpieniem, osłonami zacisków i tabliczką 65x65mm | http://datasheet.lovatoelectric.com/Rotary_cam_switches/POL/GX4007O88.pdf | Rotary cam switch GX series, ON-OFF switch 3 poles 40A, for rear mounting with red/yellow handle padlockable in 0, door coupling and protection covers, front plate 65X65mm | http://datasheet.lovatoelectric.com/Rotary_cam_switches/RON/GX4007O88.pdf
GX4007P |  |  | Enclosed rotary cam switch GX series, ON-OFF switch 3 poles 40A in plastic enclosure 110X110mm with black handle | http://datasheet.lovatoelectric.com/Rotary_cam_switches/ENG/GX4007P.pdf | Commutatore a camme serie GX, interruttore 3 poli da 40A in cassetta plastica 110X110mm con maniglia nera | http://datasheet.lovatoelectric.com/Rotary_cam_switches/ITA/GX4007P.pdf | Łącznik krzywkowy serii GX, rozłącznik, 3 pola, 40A, w obudowie 110x110mm i czarnym pokrętłem | http://datasheet.lovatoelectric.com/Rotary_cam_switches/POL/GX4007P.pdf | Enclosed rotary cam switch GX series, ON-OFF switch 3 poles 40A in plastic enclosure 110X110mm with black handle | http://datasheet.lovatoelectric.com/Rotary_cam_switches/RON/GX4007P.pdf
GX4007P25 |  |  | Enclosed rotary cam switch GX series, ON-OFF switch 3 poles 40A in plastic enclosure 110X110mm with red/yellow handle | http://datasheet.lovatoelectric.com/Rotary_cam_switches/ENG/GX4007P25.pdf | Commutatore a camme serie GX, interruttore 3 poli da 40A in cassetta plastica 110X110mm con maniglia giallo/rossa | http://datasheet.lovatoelectric.com/Rotary_cam_switches/ITA/GX4007P25.pdf | Łącznik krzywkowy serii GX, rozłącznik, 3 pola, 40A, w obudowie 110x110mm i żółto/czerwonym pokrętłem | http://datasheet.lovatoelectric.com/Rotary_cam_switches/POL/GX4007P25.pdf | Enclosed rotary cam switch GX series, ON-OFF switch 3 poles 40A in plastic enclosure 110X110mm with red/yellow handle | http://datasheet.lovatoelectric.com/Rotary_cam_switches/RON/GX4007P25.pdf
GX4007U |  |  | Rotary cam switch GX series, ON-OFF switch 3 poles 40A, for front mounting with black handle, front plate 65X65mm | http://datasheet.lovatoelectric.com/Rotary_cam_switches/ENG/GX4007U.pdf | Commutatore a camme serie GX, interruttore 3 poli da 40A in esecuzione per montaggio frontale con maniglia nera, mostrina 65X65mm | http://datasheet.lovatoelectric.com/Rotary_cam_switches/ITA/GX4007U.pdf | Łącznik krzywkowy serii GX, rozłącznik, 3 pola, 40A, do montażu tablicowego, z czarnym pokrętłem i tabliczką 65x65mm | http://datasheet.lovatoelectric.com/Rotary_cam_switches/POL/GX4007U.pdf | Rotary cam switch GX series, ON-OFF switch 3 poles 40A, for front mounting with black handle, front plate 65X65mm | http://datasheet.lovatoelectric.com/Rotary_cam_switches/RON/GX4007U.pdf
GX4007U25 |  |  | Rotary cam switch GX series, ON-OFF switch 3 poles 40A, for front mounting with red/yellow handle padlockable in 0 and protection covers, front plate 65X65mm | http://datasheet.lovatoelectric.com/Rotary_cam_switches/ENG/GX4007U25.pdf | Commutatore a camme serie GX, interruttore 3 poli da 40A in esecuzione per montaggio frontale con maniglia giallo/rossa lucchettabile in 0 e copriterminali, mostrina 65X65mm | http://datasheet.lovatoelectric.com/Rotary_cam_switches/ITA/GX4007U25.pdf | Łącznik krzywkowy serii GX, rozłącznik, 3 pola, 40A, do montażu tablicowego, z żółto/czerwonym pokrętłem blokowanym w pozycji 0, osłonami zacisków i tabliczką 65x65mm | http://datasheet.lovatoelectric.com/Rotary_cam_switches/POL/GX4007U25.pdf | Rotary cam switch GX series, ON-OFF switch 3 poles 40A, for front mounting with red/yellow handle padlockable in 0 and protection covers, front plate 65X65mm | http://datasheet.lovatoelectric.com/Rotary_cam_switches/RON/GX4007U25.pdf
GX4008O |  |  | Rotary cam switch GX series, ON-OFF switch 4 poles 40A, for rear mounting with black handle, front plate 65X65mm | http://datasheet.lovatoelectric.com/Rotary_cam_switches/ENG/GX4008O.pdf | Commutatore a camme serie GX, interruttore 4 poli da 40A in esecuzione per montaggio a fondo quadro con maniglia nera, mostrina 65X65mm | http://datasheet.lovatoelectric.com/Rotary_cam_switches/ITA/GX4008O.pdf | Łącznik krzywkowy serii GX, rozłącznik, 4 pola, 40A, do montażu wewnątrz szafy z czarnym pokrętłem i tabliczką 65x65mm | http://datasheet.lovatoelectric.com/Rotary_cam_switches/POL/GX4008O.pdf | Rotary cam switch GX series, ON-OFF switch 4 poles 40A, for rear mounting with black handle, front plate 65X65mm | http://datasheet.lovatoelectric.com/Rotary_cam_switches/RON/GX4008O.pdf
GX4008O88 |  |  | Rotary cam switch GX series, ON-OFF switch 4 poles 40A, for rear mounting with red/yellow handle padlockable in 0, door coupling and protection covers, front plate 65X65mm | http://datasheet.lovatoelectric.com/Rotary_cam_switches/ENG/GX4008O88.pdf | Commutatore a camme serie GX, interruttore 4 poli da 40A in esecuzione per montaggio a fondo quadro con maniglia giallo/rossa lucchettabile in 0 con funzione blocco porta e copriterminali, mostrina 65X65mm | http://datasheet.lovatoelectric.com/Rotary_cam_switches/ITA/GX4008O88.pdf | Łącznik krzywkowy serii GX, rozłącznik, 4 pola, 40A, do montażu wewnątrz szafy, z żółto/czerwonym pokrętłem blokowanym w pozycji 0, trzpieniem, osłonami zacisków i tabliczką 65x65mm | http://datasheet.lovatoelectric.com/Rotary_cam_switches/POL/GX4008O88.pdf | Rotary cam switch GX series, ON-OFF switch 4 poles 40A, for rear mounting with red/yellow handle padlockable in 0, door coupling and protection covers, front plate 65X65mm | http://datasheet.lovatoelectric.com/Rotary_cam_switches/RON/GX4008O88.pdf
GX4008P |  |  | Enclosed rotary cam switch GX series, ON-OFF switch 4 poles 40A in plastic enclosure 110X110mm with black handle | http://datasheet.lovatoelectric.com/Rotary_cam_switches/ENG/GX4008P.pdf | Commutatore a camme serie GX, interruttore 4 poli da 40A in cassetta plastica 110X110mm con maniglia nera | http://datasheet.lovatoelectric.com/Rotary_cam_switches/ITA/GX4008P.pdf | Łącznik krzywkowy serii GX, rozłącznik, 4 pola, 40A, w obudowie 110x110mm i czarnym pokrętłem | http://datasheet.lovatoelectric.com/Rotary_cam_switches/POL/GX4008P.pdf | Enclosed rotary cam switch GX series, ON-OFF switch 4 poles 40A in plastic enclosure 110X110mm with black handle | http://datasheet.lovatoelectric.com/Rotary_cam_switches/RON/GX4008P.pdf
GX4008P25 |  |  | Enclosed rotary cam switch GX series, ON-OFF switch 4 poles 40A in plastic enclosure 110X110mm with red/yellow handle | http://datasheet.lovatoelectric.com/Rotary_cam_switches/ENG/GX4008P25.pdf | Commutatore a camme serie GX, interruttore 4 poli da 40A in cassetta plastica 110X110mm con maniglia giallo/rossa | http://datasheet.lovatoelectric.com/Rotary_cam_switches/ITA/GX4008P25.pdf | Łącznik krzywkowy serii GX, rozłącznik, 4 pola, 40A, w obudowie 110x110mm i żółto/czerwonym pokrętłem | http://datasheet.lovatoelectric.com/Rotary_cam_switches/POL/GX4008P25.pdf | Enclosed rotary cam switch GX series, ON-OFF switch 4 poles 40A in plastic enclosure 110X110mm with red/yellow handle | http://datasheet.lovatoelectric.com/Rotary_cam_switches/RON/GX4008P25.pdf
GX4008U |  |  | Rotary cam switch GX series, ON-OFF switch 4 poles 40A, for front mounting with black handle, front plate 65X65mm | http://datasheet.lovatoelectric.com/Rotary_cam_switches/ENG/GX4008U.pdf | Commutatore a camme serie GX, interruttore 4 poli da 40A in esecuzione per montaggio frontale con maniglia nera, mostrina 65X65mm | http://datasheet.lovatoelectric.com/Rotary_cam_switches/ITA/GX4008U.pdf | Łącznik krzywkowy serii GX, rozłącznik, 4 pola, 40A, do montażu tablicowego, z czarnym pokrętłem i tabliczką 65x65mm | http://datasheet.lovatoelectric.com/Rotary_cam_switches/POL/GX4008U.pdf | Rotary cam switch GX series, ON-OFF switch 4 poles 40A, for front mounting with black handle, front plate 65X65mm | http://datasheet.lovatoelectric.com/Rotary_cam_switches/RON/GX4008U.pdf
GX4008U25 |  |  | Rotary cam switch GX series, ON-OFF switch 4 poles 40A, for front mounting with red/yellow handle padlockable in 0 and protection covers, front plate 65X65mm | http://datasheet.lovatoelectric.com/Rotary_cam_switches/ENG/GX4008U25.pdf | Commutatore a camme serie GX, interruttore 4 poli da 40A in esecuzione per montaggio frontale con maniglia giallo/rossa lucchettabile in 0 e copriterminali, mostrina 65X65mm | http://datasheet.lovatoelectric.com/Rotary_cam_switches/ITA/GX4008U25.pdf | Łącznik krzywkowy serii GX, rozłącznik, 4 pola, 40A, do montażu tablicowego, z żółto/czerwonym pokrętłem blokowanym w pozycji 0, osłonami zacisków i tabliczką 65x65mm | http://datasheet.lovatoelectric.com/Rotary_cam_switches/POL/GX4008U25.pdf | Rotary cam switch GX series, ON-OFF switch 4 poles 40A, for front mounting with red/yellow handle padlockable in 0 and protection covers, front plate 65X65mm | http://datasheet.lovatoelectric.com/Rotary_cam_switches/RON/GX4008U25.pdf
GX40107O |  |  | Rotary cam switch GX series, multi-step 0-1-2, 1 pole 40A, for rear mounting with black handle, front plate 65X65mm | http://datasheet.lovatoelectric.com/Rotary_cam_switches/ENG/GX40107O.pdf | Commutatore a camme serie GX, multivia 0-1-2 1 polo da 40A in esecuzione per montaggio a fondo quadro con maniglia nera, mostrina 65X65mm | http://datasheet.lovatoelectric.com/Rotary_cam_switches/ITA/GX40107O.pdf | Łącznik krzywkowy serii GX, wielopozycyjny 0-1-2, 1 pole, 40A, do montażu wewnątrz szafy z czarnym pokrętłem i tabliczką 65x65mm | http://datasheet.lovatoelectric.com/Rotary_cam_switches/POL/GX40107O.pdf | Rotary cam switch GX series, multi-step 0-1-2, 1 pole 40A, for rear mounting with black handle, front plate 65X65mm | http://datasheet.lovatoelectric.com/Rotary_cam_switches/RON/GX40107O.pdf
GX40107P |  |  | Enclosed rotary cam switch GX series, multi-step 0-1-2, 1 pole 40A in plastic enclosure 110X110mm with black handle | http://datasheet.lovatoelectric.com/Rotary_cam_switches/ENG/GX40107P.pdf | Commutatore a camme serie GX, multivia 0-1-2 1 polo da 40A in cassetta plastica 110X110mm con maniglia nera | http://datasheet.lovatoelectric.com/Rotary_cam_switches/ITA/GX40107P.pdf | Łącznik krzywkowy serii GX, wielopozycyjny 0-1-2, 1 pole, 40A, w obudowie 110x110mm i czarnym pokrętłem | http://datasheet.lovatoelectric.com/Rotary_cam_switches/POL/GX40107P.pdf | Enclosed rotary cam switch GX series, multi-step 0-1-2, 1 pole 40A in plastic enclosure 110X110mm with black handle | http://datasheet.lovatoelectric.com/Rotary_cam_switches/RON/GX40107P.pdf
GX40107U |  |  | Rotary cam switch GX series, multi-step 0-1-2, 1 pole 40A, for front mounting with black handle, front plate 65X65mm | http://datasheet.lovatoelectric.com/Rotary_cam_switches/ENG/GX40107U.pdf | Commutatore a camme serie GX, multivia 0-1-2 1 polo da 40A in esecuzione per montaggio frontale con maniglia nera, mostrina 65X65mm | http://datasheet.lovatoelectric.com/Rotary_cam_switches/ITA/GX40107U.pdf | Łącznik krzywkowy serii GX, wielopozycyjny 0-1-2, 1 pole, 40A, do montażu tablicowego, z czarnym pokrętłem i tabliczką 65x65mm | http://datasheet.lovatoelectric.com/Rotary_cam_switches/POL/GX40107U.pdf | Rotary cam switch GX series, multi-step 0-1-2, 1 pole 40A, for front mounting with black handle, front plate 65X65mm | http://datasheet.lovatoelectric.com/Rotary_cam_switches/RON/GX40107U.pdf
GX40108O |  |  | Rotary cam switch GX series, multi-step 0-1-2-3, 1 pole 40A, for rear mounting with black handle, front plate 65X65mm | http://datasheet.lovatoelectric.com/Rotary_cam_switches/ENG/GX40108O.pdf | Commutatore a camme serie GX, multivia 0-1-2-3 1 polo da 40A in esecuzione per montaggio a fondo quadro con maniglia nera, mostrina 65X65mm | http://datasheet.lovatoelectric.com/Rotary_cam_switches/ITA/GX40108O.pdf | Łącznik krzywkowy serii GX, wielopozycyjny 0-1-2-3, 1 pole, 40A, do montażu wewnątrz szafy z czarnym pokrętłem i tabliczką 65x65mm | http://datasheet.lovatoelectric.com/Rotary_cam_switches/POL/GX40108O.pdf | Rotary cam switch GX series, multi-step 0-1-2-3, 1 pole 40A, for rear mounting with black handle, front plate 65X65mm | http://datasheet.lovatoelectric.com/Rotary_cam_switches/RON/GX40108O.pdf
GX40108P |  |  | Enclosed rotary cam switch GX series, multi-step 0-1-2-3, 1 pole 40A in plastic enclosure 110X110mm with black handle | http://datasheet.lovatoelectric.com/Rotary_cam_switches/ENG/GX40108P.pdf | Commutatore a camme serie GX, multivia 0-1-2-3 1 polo da 40A in cassetta plastica 110X110mm con maniglia nera | http://datasheet.lovatoelectric.com/Rotary_cam_switches/ITA/GX40108P.pdf | Łącznik krzywkowy serii GX, wielopozycyjny 0-1-2-3, 1 pole, 40A, w obudowie 110x110mm i czarnym pokrętłem | http://datasheet.lovatoelectric.com/Rotary_cam_switches/POL/GX40108P.pdf | Enclosed rotary cam switch GX series, multi-step 0-1-2-3, 1 pole 40A in plastic enclosure 110X110mm with black handle | http://datasheet.lovatoelectric.com/Rotary_cam_switches/RON/GX40108P.pdf
GX40108U |  |  | Rotary cam switch GX series, multi-step 0-1-2-3, 1 pole 40A, for front mounting with black handle, front plate 65X65mm | http://datasheet.lovatoelectric.com/Rotary_cam_switches/ENG/GX40108U.pdf | Commutatore a camme serie GX, multivia 0-1-2-3 1 polo da 40A in esecuzione per montaggio frontale con maniglia nera, mostrina 65X65mm | http://datasheet.lovatoelectric.com/Rotary_cam_switches/ITA/GX40108U.pdf | Łącznik krzywkowy serii GX, wielopozycyjny 0-1-2-3, 1 pole, 40A, do montażu tablicowego, z czarnym pokrętłem i tabliczką 65x65mm | http://datasheet.lovatoelectric.com/Rotary_cam_switches/POL/GX40108U.pdf | Rotary cam switch GX series, multi-step 0-1-2-3, 1 pole 40A, for front mounting with black handle, front plate 65X65mm | http://datasheet.lovatoelectric.com/Rotary_cam_switches/RON/GX40108U.pdf
GX40109O |  |  | Rotary cam switch GX series, multi-step 0-1-2-3-4, 1 pole 40A, for rear mounting with black handle, front plate 65X65mm | http://datasheet.lovatoelectric.com/Rotary_cam_switches/ENG/GX40109O.pdf | Commutatore a camme serie GX, multivia 0-1-2-3-4 1 polo da 40A in esecuzione per montaggio a fondo quadro con maniglia nera, mostrina 65X65mm | http://datasheet.lovatoelectric.com/Rotary_cam_switches/ITA/GX40109O.pdf | Łącznik krzywkowy serii GX, wielopozycyjny 0-1-2-3-4, 1 pole, 40A, do montażu wewnątrz szafy z czarnym pokrętłem i tabliczką 65x65mm | http://datasheet.lovatoelectric.com/Rotary_cam_switches/POL/GX40109O.pdf | Rotary cam switch GX series, multi-step 0-1-2-3-4, 1 pole 40A, for rear mounting with black handle, front plate 65X65mm | http://datasheet.lovatoelectric.com/Rotary_cam_switches/RON/GX40109O.pdf
GX40109P |  |  | Enclosed rotary cam switch GX series, multi-step 0-1-2-3-4, 1 pole 40A in plastic enclosure 110X110mm with black handle | http://datasheet.lovatoelectric.com/Rotary_cam_switches/ENG/GX40109P.pdf | Commutatore a camme serie GX, multivia 0-1-2-3-4 1 polo da 40A in cassetta plastica 110X110mm con maniglia nera | http://datasheet.lovatoelectric.com/Rotary_cam_switches/ITA/GX40109P.pdf | Łącznik krzywkowy serii GX, wielopozycyjny 0-1-2-3-4, 1 pole, 40A, w obudowie 110x110mm i czarnym pokrętłem | http://datasheet.lovatoelectric.com/Rotary_cam_switches/POL/GX40109P.pdf | Enclosed rotary cam switch GX series, multi-step 0-1-2-3-4, 1 pole 40A in plastic enclosure 110X110mm with black handle | http://datasheet.lovatoelectric.com/Rotary_cam_switches/RON/GX40109P.pdf
GX40109U |  |  | Rotary cam switch GX series, multi-step 0-1-2-3-4, 1 pole 40A, for front mounting with black handle, front plate 65X65mm | http://datasheet.lovatoelectric.com/Rotary_cam_switches/ENG/GX40109U.pdf | Commutatore a camme serie GX, multivia 0-1-2-3-4 1 polo da 40A in esecuzione per montaggio frontale con maniglia nera, mostrina 65X65mm | http://datasheet.lovatoelectric.com/Rotary_cam_switches/ITA/GX40109U.pdf | Łącznik krzywkowy serii GX, wielopozycyjny 0-1-2-3-4, 1 pole, 40A, do montażu tablicowego, z czarnym pokrętłem i tabliczką 65x65mm | http://datasheet.lovatoelectric.com/Rotary_cam_switches/POL/GX40109U.pdf | Rotary cam switch GX series, multi-step 0-1-2-3-4, 1 pole 40A, for front mounting with black handle, front plate 65X65mm | http://datasheet.lovatoelectric.com/Rotary_cam_switches/RON/GX40109U.pdf
GX4010O | GX4010O.jpg | http://datasheet.lovatoelectric.com/Rotary_cam_switches/products_images/GX4010O.jpg | Rotary cam switch GX series, ON-OFF switch 3 poles 40A, for rear mounting with black handle, front plate 65X65mm | http://datasheet.lovatoelectric.com/Rotary_cam_switches/ENG/GX4010O.pdf | Commutatore a camme serie GX, interruttore 3 poli da 40A in esecuzione per montaggio a fondo quadro con maniglia nera, mostrina 65X65mm | http://datasheet.lovatoelectric.com/Rotary_cam_switches/ITA/GX4010O.pdf | Łącznik krzywkowy serii GX, rozłącznik, 3 pola, 40A, do montażu wewnątrz szafy z czarnym pokrętłem i tabliczką 65x65mm | http://datasheet.lovatoelectric.com/Rotary_cam_switches/POL/GX4010O.pdf | Rotary cam switch GX series, ON-OFF switch 3 poles 40A, for rear mounting with black handle, front plate 65X65mm | http://datasheet.lovatoelectric.com/Rotary_cam_switches/RON/GX4010O.pdf
GX4010O88 | GX4010O88.jpg | http://datasheet.lovatoelectric.com/Rotary_cam_switches/products_images/GX4010O88.jpg | Rotary cam switch GX series, ON-OFF switch 3 poles 40A, for rear mounting with red/yellow handle padlockable in 0, door coupling and protection covers, front plate 65X65mm | http://datasheet.lovatoelectric.com/Rotary_cam_switches/ENG/GX4010O88.pdf | Commutatore a camme serie GX, interruttore 3 poli da 40A in esecuzione per montaggio a fondo quadro con maniglia giallo/rossa lucchettabile in 0 con funzione blocco porta e copriterminali, mostrina 65X65mm | http://datasheet.lovatoelectric.com/Rotary_cam_switches/ITA/GX4010O88.pdf | Łącznik krzywkowy serii GX, rozłącznik, 3 pola, 40A, do montażu wewnątrz szafy, z żółto/czerwonym pokrętłem blokowanym w pozycji 0, trzpieniem, osłonami zacisków i tabliczką 65x65mm | http://datasheet.lovatoelectric.com/Rotary_cam_switches/POL/GX4010O88.pdf | Rotary cam switch GX series, ON-OFF switch 3 poles 40A, for rear mounting with red/yellow handle padlockable in 0, door coupling and protection covers, front plate 65X65mm | http://datasheet.lovatoelectric.com/Rotary_cam_switches/RON/GX4010O88.pdf
GX4010P |  |  | Enclosed rotary cam switch GX series, ON-OFF switch 3 poles 40A in plastic enclosure 110X110mm with black handle | http://datasheet.lovatoelectric.com/Rotary_cam_switches/ENG/GX4010P.pdf | Commutatore a camme serie GX, interruttore 3 poli da 40A in cassetta plastica 110X110mm con maniglia nera | http://datasheet.lovatoelectric.com/Rotary_cam_switches/ITA/GX4010P.pdf | Łącznik krzywkowy serii GX, rozłącznik, 3 pola, 40A, w obudowie 110x110mm i czarnym pokrętłem | http://datasheet.lovatoelectric.com/Rotary_cam_switches/POL/GX4010P.pdf | Enclosed rotary cam switch GX series, ON-OFF switch 3 poles 40A in plastic enclosure 110X110mm with black handle | http://datasheet.lovatoelectric.com/Rotary_cam_switches/RON/GX4010P.pdf
GX4010P25 |  |  | Enclosed rotary cam switch GX series, ON-OFF switch 3 poles 40A in plastic enclosure 110X110mm with red/yellow handle | http://datasheet.lovatoelectric.com/Rotary_cam_switches/ENG/GX4010P25.pdf | Commutatore a camme serie GX, interruttore 3 poli da 40A in cassetta plastica 110X110mm con maniglia giallo/rossa | http://datasheet.lovatoelectric.com/Rotary_cam_switches/ITA/GX4010P25.pdf | Łącznik krzywkowy serii GX, rozłącznik, 3 pola, 40A, w obudowie 110x110mm i żółto/czerwonym pokrętłem | http://datasheet.lovatoelectric.com/Rotary_cam_switches/POL/GX4010P25.pdf | Enclosed rotary cam switch GX series, ON-OFF switch 3 poles 40A in plastic enclosure 110X110mm with red/yellow handle | http://datasheet.lovatoelectric.com/Rotary_cam_switches/RON/GX4010P25.pdf
GX4010U | GX4010U.jpg | http://datasheet.lovatoelectric.com/Rotary_cam_switches/products_images/GX4010U.jpg | Rotary cam switch GX series, ON-OFF switch 3 poles 40A, for front mounting with black handle, front plate 65X65mm | http://datasheet.lovatoelectric.com/Rotary_cam_switches/ENG/GX4010U.pdf | Commutatore a camme serie GX, interruttore 3 poli da 40A in esecuzione per montaggio frontale con maniglia nera, mostrina 65X65mm | http://datasheet.lovatoelectric.com/Rotary_cam_switches/ITA/GX4010U.pdf | Łącznik krzywkowy serii GX, rozłącznik, 3 pola, 40A, do montażu tablicowego, z czarnym pokrętłem i tabliczką 65x65mm | http://datasheet.lovatoelectric.com/Rotary_cam_switches/POL/GX4010U.pdf | Rotary cam switch GX series, ON-OFF switch 3 poles 40A, for front mounting with black handle, front plate 65X65mm | http://datasheet.lovatoelectric.com/Rotary_cam_switches/RON/GX4010U.pdf
GX4010U25 | GX4010U25.jpg | http://datasheet.lovatoelectric.com/Rotary_cam_switches/products_images/GX4010U25.jpg | Rotary cam switch GX series, ON-OFF switch 3 poles 40A, for front mounting with red/yellow handle padlockable in 0 and protection covers, front plate 65X65mm | http://datasheet.lovatoelectric.com/Rotary_cam_switches/ENG/GX4010U25.pdf | Commutatore a camme serie GX, interruttore 3 poli da 40A in esecuzione per montaggio frontale con maniglia giallo/rossa lucchettabile in 0 e copriterminali, mostrina 65X65mm | http://datasheet.lovatoelectric.com/Rotary_cam_switches/ITA/GX4010U25.pdf | Łącznik krzywkowy serii GX, rozłącznik, 3 pola, 40A, do montażu tablicowego, z żółto/czerwonym pokrętłem blokowanym w pozycji 0, osłonami zacisków i tabliczką 65x65mm | http://datasheet.lovatoelectric.com/Rotary_cam_switches/POL/GX4010U25.pdf | Rotary cam switch GX series, ON-OFF switch 3 poles 40A, for front mounting with red/yellow handle padlockable in 0 and protection covers, front plate 65X65mm | http://datasheet.lovatoelectric.com/Rotary_cam_switches/RON/GX4010U25.pdf
GX40110O |  |  | Rotary cam switch GX series, multi-step 0-1-2-3-4-5, 1 pole 40A, for rear mounting with black handle, front plate 65X65mm | http://datasheet.lovatoelectric.com/Rotary_cam_switches/ENG/GX40110O.pdf | Commutatore a camme serie GX, multivia 0-1-2-3-4-5 1 polo da 40A in esecuzione per montaggio a fondo quadro con maniglia nera, mostrina 65X65mm | http://datasheet.lovatoelectric.com/Rotary_cam_switches/ITA/GX40110O.pdf | Łącznik krzywkowy serii GX, wielopozycyjny 0-1-2-3-4-5, 1 pole, 40A, do montażu wewnątrz szafy z czarnym pokrętłem i tabliczką 65x65mm | http://datasheet.lovatoelectric.com/Rotary_cam_switches/POL/GX40110O.pdf | Rotary cam switch GX series, multi-step 0-1-2-3-4-5, 1 pole 40A, for rear mounting with black handle, front plate 65X65mm | http://datasheet.lovatoelectric.com/Rotary_cam_switches/RON/GX40110O.pdf
GX40110P |  |  | Enclosed rotary cam switch GX series, multi-step 1-2-3-4-5, 1 pole 40A in plastic enclosure 110X110mm with black handle | http://datasheet.lovatoelectric.com/Rotary_cam_switches/ENG/GX40110P.pdf | Commutatore a camme serie GX, multivia 1-2-3-4-5 1 polo da 40A in cassetta plastica 110X110mm con maniglia nera | http://datasheet.lovatoelectric.com/Rotary_cam_switches/ITA/GX40110P.pdf | Łącznik krzywkowy serii GX, wielopozycyjny 1-2-3-4-5, 1 pole, 40A, w obudowie 110x110mm i czarnym pokrętłem | http://datasheet.lovatoelectric.com/Rotary_cam_switches/POL/GX40110P.pdf | Enclosed rotary cam switch GX series, multi-step 1-2-3-4-5, 1 pole 40A in plastic enclosure 110X110mm with black handle | http://datasheet.lovatoelectric.com/Rotary_cam_switches/RON/GX40110P.pdf
GX40110U |  |  | Rotary cam switch GX series, multi-step 0-1-2-3-4-5, 1 pole 40A, for front mounting with black handle, front plate 65X65mm | http://datasheet.lovatoelectric.com/Rotary_cam_switches/ENG/GX40110U.pdf | Commutatore a camme serie GX, multivia 0-1-2-3-4-5 1 polo da 40A in esecuzione per montaggio frontale con maniglia nera, mostrina 65X65mm | http://datasheet.lovatoelectric.com/Rotary_cam_switches/ITA/GX40110U.pdf | Łącznik krzywkowy serii GX, wielopozycyjny 0-1-2-3-4-5, 1 pole, 40A, do montażu tablicowego, z czarnym pokrętłem i tabliczką 65x65mm | http://datasheet.lovatoelectric.com/Rotary_cam_switches/POL/GX40110U.pdf | Rotary cam switch GX series, multi-step 0-1-2-3-4-5, 1 pole 40A, for front mounting with black handle, front plate 65X65mm | http://datasheet.lovatoelectric.com/Rotary_cam_switches/RON/GX40110U.pdf
GX4011O |  |  | Rotary cam switch GX series, 3-phase motor reversing switch 40A, for rear mounting with black handle, front plate 65X65mm | http://datasheet.lovatoelectric.com/Rotary_cam_switches/ENG/GX4011O.pdf | Commutatore a camme serie GX, invertitore di marcia trifase da 40A in esecuzione per montaggio a fondo quadro con maniglia nera, mostrina 65X65mm | http://datasheet.lovatoelectric.com/Rotary_cam_switches/ITA/GX4011O.pdf | Łącznik krzywkowy serii GX, przełącznik zmiany kierunku obrotów silnika 3 fazowego, 40A, do montażu wewnątrz szafy z czarnym pokrętłem i tabliczką 65x65mm | http://datasheet.lovatoelectric.com/Rotary_cam_switches/POL/GX4011O.pdf | Rotary cam switch GX series, 3-phase motor reversing switch 40A, for rear mounting with black handle, front plate 65X65mm | http://datasheet.lovatoelectric.com/Rotary_cam_switches/RON/GX4011O.pdf
GX4011O88 |  |  | Rotary cam switch GX series, 3-phase motor reversing switch 40A, for rear mounting with red/yellow handle padlockable in 0, door coupling and protection covers, front plate 65X65mm | http://datasheet.lovatoelectric.com/Rotary_cam_switches/ENG/GX4011O88.pdf | Commutatore a camme serie GX, invertitore di marcia trifase da 40A in esecuzione per montaggio a fondo quadro con maniglia giallo/rossa lucchettabile in 0 con funzione blocco porta e copriterminali, mostrina 65X65mm | http://datasheet.lovatoelectric.com/Rotary_cam_switches/ITA/GX4011O88.pdf | Łącznik krzywkowy serii GX, przełącznik zmiany kierunku obrotów silnika 3 fazowego, 40A, do montażu wewnątrz szafy, z żółto/czerwonym pokrętłem blokowanym w pozycji 0, trzpieniem, osłonami zacisków i tabliczką 65x65mm | http://datasheet.lovatoelectric.com/Rotary_cam_switches/POL/GX4011O88.pdf | Rotary cam switch GX series, 3-phase motor reversing switch 40A, for rear mounting with red/yellow handle padlockable in 0, door coupling and protection covers, front plate 65X65mm | http://datasheet.lovatoelectric.com/Rotary_cam_switches/RON/GX4011O88.pdf
GX4011P |  |  | Enclosed rotary cam switch GX series, 3-phase motor reversing switch 40A in plastic enclosure 110X110mm with black handle | http://datasheet.lovatoelectric.com/Rotary_cam_switches/ENG/GX4011P.pdf | Commutatore a camme serie GX, invertitore di marcia trifase da 40A in cassetta plastica 110X110mm con maniglia nera | http://datasheet.lovatoelectric.com/Rotary_cam_switches/ITA/GX4011P.pdf | Łącznik krzywkowy serii GX, przełącznik zmiany kierunku obrotów silnika 3 fazowego, 40A, w obudowie 110x110mm i czarnym pokrętłem | http://datasheet.lovatoelectric.com/Rotary_cam_switches/POL/GX4011P.pdf | Enclosed rotary cam switch GX series, 3-phase motor reversing switch 40A in plastic enclosure 110X110mm with black handle | http://datasheet.lovatoelectric.com/Rotary_cam_switches/RON/GX4011P.pdf
GX4011P25 |  |  | Enclosed rotary cam switch GX series, 3-phase motor reversing switch 40A in plastic enclosure 110X110mm with red/yellow handle | http://datasheet.lovatoelectric.com/Rotary_cam_switches/ENG/GX4011P25.pdf | Commutatore a camme serie GX, invertitore di marcia trifase da 40A in cassetta plastica 110X110mm con maniglia giallo/rossa | http://datasheet.lovatoelectric.com/Rotary_cam_switches/ITA/GX4011P25.pdf | Łącznik krzywkowy serii GX, przełącznik zmiany kierunku obrotów silnika 3 fazowego, 40A, w obudowie 110x110mm i żółto/czerwonym pokrętłem | http://datasheet.lovatoelectric.com/Rotary_cam_switches/POL/GX4011P25.pdf | Enclosed rotary cam switch GX series, 3-phase motor reversing switch 40A in plastic enclosure 110X110mm with red/yellow handle | http://datasheet.lovatoelectric.com/Rotary_cam_switches/RON/GX4011P25.pdf
GX4011U | GX3211U.jpg | http://datasheet.lovatoelectric.com/Rotary_cam_switches/products_images/GX3211U.jpg | Rotary cam switch GX series, 3-phase motor reversing switch 40A, for front mounting with black handle, front plate 65X65mm | http://datasheet.lovatoelectric.com/Rotary_cam_switches/ENG/GX4011U.pdf | Commutatore a camme serie GX, invertitore di marcia trifase da 40A in esecuzione per montaggio frontale con maniglia nera, mostrina 65X65mm | http://datasheet.lovatoelectric.com/Rotary_cam_switches/ITA/GX4011U.pdf | Łącznik krzywkowy serii GX, przełącznik zmiany kierunku obrotów silnika 3 fazowego, 40A, do montażu tablicowego, z czarnym pokrętłem i tabliczką 65x65mm | http://datasheet.lovatoelectric.com/Rotary_cam_switches/POL/GX4011U.pdf | Rotary cam switch GX series, 3-phase motor reversing switch 40A, for front mounting with black handle, front plate 65X65mm | http://datasheet.lovatoelectric.com/Rotary_cam_switches/RON/GX4011U.pdf
GX4011U25 |  |  | Rotary cam switch GX series, 3-phase motor reversing switch 40A, for front mounting with red/yellow handle padlockable in 0 and protection covers, front plate 65X65mm | http://datasheet.lovatoelectric.com/Rotary_cam_switches/ENG/GX4011U25.pdf | Commutatore a camme serie GX, invertitore di marcia monofase con ritorno a molla da 40A in esecuzione per montaggio frontale con maniglia giallo/rossa lucchettabile in 0 e copriterminali, mostrina 65X65mm | http://datasheet.lovatoelectric.com/Rotary_cam_switches/ITA/GX4011U25.pdf | Łącznik krzywkowy serii GX, przełącznik zmiany kierunku obrotów silnika 3 fazowego, 40A, do montażu tablicowego, z żółto/czerwonym pokrętłem blokowanym w pozycji 0, osłonami zacisków i tabliczką 65x65mm | http://datasheet.lovatoelectric.com/Rotary_cam_switches/POL/GX4011U25.pdf | Rotary cam switch GX series, 3-phase motor reversing switch 40A, for front mounting with red/yellow handle padlockable in 0 and protection covers, front plate 65X65mm | http://datasheet.lovatoelectric.com/Rotary_cam_switches/RON/GX4011U25.pdf
GX40123O |  |  | Rotary cam switch GX series, multi-step 0-1-2, 2 poles 40A, for rear mounting with black handle, front plate 65X65mm | http://datasheet.lovatoelectric.com/Rotary_cam_switches/ENG/GX40123O.pdf | Commutatore a camme serie GX, multivia 0-1-2 2 poli da 40A in esecuzione per montaggio a fondo quadro con maniglia nera, mostrina 65X65mm | http://datasheet.lovatoelectric.com/Rotary_cam_switches/ITA/GX40123O.pdf | Łącznik krzywkowy serii GX, wielopozycyjny 0-1-2, 2 pola, 40A, do montażu wewnątrz szafy z czarnym pokrętłem i tabliczką 65x65mm | http://datasheet.lovatoelectric.com/Rotary_cam_switches/POL/GX40123O.pdf | Rotary cam switch GX series, multi-step 0-1-2, 2 poles 40A, for rear mounting with black handle, front plate 65X65mm | http://datasheet.lovatoelectric.com/Rotary_cam_switches/RON/GX40123O.pdf
GX40123P |  |  | Enclosed rotary cam switch GX series, multi-step 0-1-2, 2 poles 40A in plastic enclosure 110X110mm with black handle | http://datasheet.lovatoelectric.com/Rotary_cam_switches/ENG/GX40123P.pdf | Commutatore a camme serie GX, multivia 0-1-2 2 poli da 40A in cassetta plastica 110X110mm con maniglia nera | http://datasheet.lovatoelectric.com/Rotary_cam_switches/ITA/GX40123P.pdf | Łącznik krzywkowy serii GX, wielopozycyjny 0-1-2, 2 pola, 40A, w obudowie 110x110mm i czarnym pokrętłem | http://datasheet.lovatoelectric.com/Rotary_cam_switches/POL/GX40123P.pdf | Enclosed rotary cam switch GX series, multi-step 0-1-2, 2 poles 40A in plastic enclosure 110X110mm with black handle | http://datasheet.lovatoelectric.com/Rotary_cam_switches/RON/GX40123P.pdf
GX40123U |  |  | Rotary cam switch GX series, multi-step 0-1-2, 2 poles 40A, for front mounting with black handle, front plate 65X65mm | http://datasheet.lovatoelectric.com/Rotary_cam_switches/ENG/GX40123U.pdf | Commutatore a camme serie GX, multivia 0-1-2 2 poli da 40A in esecuzione per montaggio frontale con maniglia nera, mostrina 65X65mm | http://datasheet.lovatoelectric.com/Rotary_cam_switches/ITA/GX40123U.pdf | Łącznik krzywkowy serii GX, wielopozycyjny 0-1-2, 2 pola, 40A, do montażu tablicowego, z czarnym pokrętłem i tabliczką 65x65mm | http://datasheet.lovatoelectric.com/Rotary_cam_switches/POL/GX40123U.pdf | Rotary cam switch GX series, multi-step 0-1-2, 2 poles 40A, for front mounting with black handle, front plate 65X65mm | http://datasheet.lovatoelectric.com/Rotary_cam_switches/RON/GX40123U.pdf
GX40124O |  |  | Rotary cam switch GX series, multi-step 0-1-2-3, 2 poles 40A, for rear mounting with black handle, front plate 65X65mm | http://datasheet.lovatoelectric.com/Rotary_cam_switches/ENG/GX40124O.pdf | Commutatore a camme serie GX, multivia 0-1-2-3 2 poli da 40A in esecuzione per montaggio a fondo quadro con maniglia nera, mostrina 65X65mm | http://datasheet.lovatoelectric.com/Rotary_cam_switches/ITA/GX40124O.pdf | Łącznik krzywkowy serii GX, wielopozycyjny 0-1-2-3, 2 pola, 40A, do montażu wewnątrz szafy z czarnym pokrętłem i tabliczką 65x65mm | http://datasheet.lovatoelectric.com/Rotary_cam_switches/POL/GX40124O.pdf | Rotary cam switch GX series, multi-step 0-1-2-3, 2 poles 40A, for rear mounting with black handle, front plate 65X65mm | http://datasheet.lovatoelectric.com/Rotary_cam_switches/RON/GX40124O.pdf
GX40124P |  |  | Enclosed rotary cam switch GX series, multi-step 0-1-2-3, 2 poles 40A in plastic enclosure 110X110mm with black handle | http://datasheet.lovatoelectric.com/Rotary_cam_switches/ENG/GX40124P.pdf | Commutatore a camme serie GX, multivia 0-1-2-3 2 poli da 40A in cassetta plastica 110X110mm con maniglia nera | http://datasheet.lovatoelectric.com/Rotary_cam_switches/ITA/GX40124P.pdf | Łącznik krzywkowy serii GX, wielopozycyjny 0-1-2-3, 2 pola, 40A, w obudowie 110x110mm i czarnym pokrętłem | http://datasheet.lovatoelectric.com/Rotary_cam_switches/POL/GX40124P.pdf | Enclosed rotary cam switch GX series, multi-step 0-1-2-3, 2 poles 40A in plastic enclosure 110X110mm with black handle | http://datasheet.lovatoelectric.com/Rotary_cam_switches/RON/GX40124P.pdf
GX40124U |  |  | Rotary cam switch GX series, multi-step 0-1-2-3, 2 poles 40A, for front mounting with black handle, front plate 65X65mm | http://datasheet.lovatoelectric.com/Rotary_cam_switches/ENG/GX40124U.pdf | Commutatore a camme serie GX, multivia 0-1-2-3 2 poli da 40A in esecuzione per montaggio frontale con maniglia nera, mostrina 65X65mm | http://datasheet.lovatoelectric.com/Rotary_cam_switches/ITA/GX40124U.pdf | Łącznik krzywkowy serii GX, wielopozycyjny 0-1-2-3, 2 pola, 40A, do montażu tablicowego, z czarnym pokrętłem i tabliczką 65x65mm | http://datasheet.lovatoelectric.com/Rotary_cam_switches/POL/GX40124U.pdf | Rotary cam switch GX series, multi-step 0-1-2-3, 2 poles 40A, for front mounting with black handle, front plate 65X65mm | http://datasheet.lovatoelectric.com/Rotary_cam_switches/RON/GX40124U.pdf
GX4012O |  |  | Rotary cam switch GX series, star-delta motor starter switch 40A, for rear mounting with black handle, front plate 65X65mm | http://datasheet.lovatoelectric.com/Rotary_cam_switches/ENG/GX4012O.pdf | Commutatore a camme serie GX, avviatore stella-triangolo da 40A in esecuzione per montaggio a fondo quadro con maniglia nera, mostrina 65X65mm | http://datasheet.lovatoelectric.com/Rotary_cam_switches/ITA/GX4012O.pdf | Łącznik krzywkowy serii GX, przełącznik gwiazda-trójkąt, 40A, do montażu wewnątrz szafy z czarnym pokrętłem i tabliczką 65x65mm | http://datasheet.lovatoelectric.com/Rotary_cam_switches/POL/GX4012O.pdf | Rotary cam switch GX series, star-delta motor starter switch 40A, for rear mounting with black handle, front plate 65X65mm | http://datasheet.lovatoelectric.com/Rotary_cam_switches/RON/GX4012O.pdf
GX4012O88 |  |  | Rotary cam switch GX series, star-delta motor starter switch 40A, for rear mounting with red/yellow handle padlockable in 0, door coupling and protection covers, front plate 65X65mm | http://datasheet.lovatoelectric.com/Rotary_cam_switches/ENG/GX4012O88.pdf | Commutatore a camme serie GX, avviatore stella-triangolo da 40A in esecuzione per montaggio a fondo quadro con maniglia giallo/rossa lucchettabile in 0 con funzione blocco porta e copriterminali, mostrina 65X65mm | http://datasheet.lovatoelectric.com/Rotary_cam_switches/ITA/GX4012O88.pdf | Łącznik krzywkowy serii GX, przełącznik gwiazda-trójkąt, 40A, do montażu wewnątrz szafy, z żółto/czerwonym pokrętłem blokowanym w pozycji 0, trzpieniem, osłonami zacisków i tabliczką 65x65mm | http://datasheet.lovatoelectric.com/Rotary_cam_switches/POL/GX4012O88.pdf | Rotary cam switch GX series, star-delta motor starter switch 40A, for rear mounting with red/yellow handle padlockable in 0, door coupling and protection covers, front plate 65X65mm | http://datasheet.lovatoelectric.com/Rotary_cam_switches/RON/GX4012O88.pdf
GX4012P |  |  | Enclosed rotary cam switch GX series, star-delta motor starter switch 40A in plastic enclosure 110X110mm with black handle | http://datasheet.lovatoelectric.com/Rotary_cam_switches/ENG/GX4012P.pdf | Commutatore a camme serie GX, avviatore stella-triangolo da 40A in cassetta plastica 110X110mm con maniglia nera | http://datasheet.lovatoelectric.com/Rotary_cam_switches/ITA/GX4012P.pdf | Łącznik krzywkowy serii GX, przełącznik gwiazda-trójkąt, 40A, w obudowie 110x110mm i czarnym pokrętłem | http://datasheet.lovatoelectric.com/Rotary_cam_switches/POL/GX4012P.pdf | Enclosed rotary cam switch GX series, star-delta motor starter switch 40A in plastic enclosure 110X110mm with black handle | http://datasheet.lovatoelectric.com/Rotary_cam_switches/RON/GX4012P.pdf
GX4012P25 |  |  | Enclosed rotary cam switch GX series, star-delta motor starter, 40A in plastic enclosure 110X110mm with red/yellow handle | http://datasheet.lovatoelectric.com/Rotary_cam_switches/ENG/GX4012P25.pdf | Commutatore a camme serie GX, avviatore stella-triangolo da 40A in cassetta plastica 110X110mm con maniglia giallo/rossa | http://datasheet.lovatoelectric.com/Rotary_cam_switches/ITA/GX4012P25.pdf | Łącznik krzywkowy serii GX, przełącznik gwiazda-trójkąt, 40A, w obudowie 110x110mm i żółto/czerwonym pokrętłem | http://datasheet.lovatoelectric.com/Rotary_cam_switches/POL/GX4012P25.pdf | Enclosed rotary cam switch GX series, star-delta motor starter, 40A in plastic enclosure 110X110mm with red/yellow handle | http://datasheet.lovatoelectric.com/Rotary_cam_switches/RON/GX4012P25.pdf
GX4012U |  |  | Rotary cam switch GX series, star-delta motor starter switch 40A, for front mounting with black handle, front plate 65X65mm | http://datasheet.lovatoelectric.com/Rotary_cam_switches/ENG/GX4012U.pdf | Commutatore a camme serie GX, avviatore stella-triangolo da 40A in esecuzione per montaggio frontale con maniglia nera, mostrina 65X65mm | http://datasheet.lovatoelectric.com/Rotary_cam_switches/ITA/GX4012U.pdf | Łącznik krzywkowy serii GX, przełącznik gwiazda-trójkąt, 40A, do montażu tablicowego, z czarnym pokrętłem i tabliczką 65x65mm | http://datasheet.lovatoelectric.com/Rotary_cam_switches/POL/GX4012U.pdf | Rotary cam switch GX series, star-delta motor starter switch 40A, for front mounting with black handle, front plate 65X65mm | http://datasheet.lovatoelectric.com/Rotary_cam_switches/RON/GX4012U.pdf
GX4012U25 |  |  | Rotary cam switch GX series, star-delta motor starter switch 40A, for front mounting with red/yellow handle padlockable in 0 and protection covers, front plate 65X65mm | http://datasheet.lovatoelectric.com/Rotary_cam_switches/ENG/GX4012U25.pdf | Commutatore a camme serie GX, avviatore stella-triangolo da 40A in esecuzione per montaggio frontale con maniglia giallo/rossa lucchettabile in 0 e copriterminali, mostrina 65X65mm | http://datasheet.lovatoelectric.com/Rotary_cam_switches/ITA/GX4012U25.pdf | Łącznik krzywkowy serii GX, przełącznik gwiazda-trójkąt, 40A, do montażu tablicowego, z żółto/czerwonym pokrętłem blokowanym w pozycji 0, osłonami zacisków i tabliczką 65x65mm | http://datasheet.lovatoelectric.com/Rotary_cam_switches/POL/GX4012U25.pdf | Rotary cam switch GX series, star-delta motor starter switch 40A, for front mounting with red/yellow handle padlockable in 0 and protection covers, front plate 65X65mm | http://datasheet.lovatoelectric.com/Rotary_cam_switches/RON/GX4012U25.pdf
GX40135O |  |  | Rotary cam switch GX series, multi-step 0-1-2, 3 poles 40A, for rear mounting with black handle, front plate 65X65mm | http://datasheet.lovatoelectric.com/Rotary_cam_switches/ENG/GX40135O.pdf | Commutatore a camme serie GX, multivia 0-1-2 3 poli da 40A in esecuzione per montaggio a fondo quadro con maniglia nera, mostrina 65X65mm | http://datasheet.lovatoelectric.com/Rotary_cam_switches/ITA/GX40135O.pdf | Łącznik krzywkowy serii GX, wielopozycyjny 0-1-2, 3 pola, 40A, do montażu wewnątrz szafy z czarnym pokrętłem i tabliczką 65x65mm | http://datasheet.lovatoelectric.com/Rotary_cam_switches/POL/GX40135O.pdf | Rotary cam switch GX series, multi-step 0-1-2, 3 poles 40A, for rear mounting with black handle, front plate 65X65mm | http://datasheet.lovatoelectric.com/Rotary_cam_switches/RON/GX40135O.pdf
GX40135P |  |  | Enclosed rotary cam switch GX series, multi-step 0-1-2, 3 poles 40A in plastic enclosure 110X110mm with black handle | http://datasheet.lovatoelectric.com/Rotary_cam_switches/ENG/GX40135P.pdf | Commutatore a camme serie GX, multivia 0-1-2 3 poli da 40A in cassetta plastica 110X110mm con maniglia nera | http://datasheet.lovatoelectric.com/Rotary_cam_switches/ITA/GX40135P.pdf | Łącznik krzywkowy serii GX, wielopozycyjny 0-1-2, 3 pola, 40A, w obudowie 110x110mm i czarnym pokrętłem | http://datasheet.lovatoelectric.com/Rotary_cam_switches/POL/GX40135P.pdf | Enclosed rotary cam switch GX series, multi-step 0-1-2, 3 poles 40A in plastic enclosure 110X110mm with black handle | http://datasheet.lovatoelectric.com/Rotary_cam_switches/RON/GX40135P.pdf
GX40135U |  |  | Rotary cam switch GX series, multi-step 0-1-2, 3 poles 40A, for front mounting with black handle, front plate 65X65mm | http://datasheet.lovatoelectric.com/Rotary_cam_switches/ENG/GX40135U.pdf | Commutatore a camme serie GX, multivia 0-1-2 3 poli da 40A in esecuzione per montaggio frontale con maniglia nera, mostrina 65X65mm | http://datasheet.lovatoelectric.com/Rotary_cam_switches/ITA/GX40135U.pdf | Łącznik krzywkowy serii GX, wielopozycyjny 0-1-2, 3 pola, 40A, do montażu tablicowego, z czarnym pokrętłem i tabliczką 65x65mm | http://datasheet.lovatoelectric.com/Rotary_cam_switches/POL/GX40135U.pdf | Rotary cam switch GX series, multi-step 0-1-2, 3 poles 40A, for front mounting with black handle, front plate 65X65mm | http://datasheet.lovatoelectric.com/Rotary_cam_switches/RON/GX40135U.pdf
GX40136O |  |  | Rotary cam switch GX series, multi-step 0-1-2-3, 3 poles 40A, for rear mounting with black handle, front plate 65X65mm | http://datasheet.lovatoelectric.com/Rotary_cam_switches/ENG/GX40136O.pdf | Commutatore a camme serie GX, multivia 0-1-2-3 3 poli da 40A in esecuzione per montaggio a fondo quadro con maniglia nera, mostrina 65X65mm | http://datasheet.lovatoelectric.com/Rotary_cam_switches/ITA/GX40136O.pdf | Łącznik krzywkowy serii GX, wielopozycyjny 0-1-2-3, 3 pola, 40A, do montażu wewnątrz szafy z czarnym pokrętłem i tabliczką 65x65mm | http://datasheet.lovatoelectric.com/Rotary_cam_switches/POL/GX40136O.pdf | Rotary cam switch GX series, multi-step 0-1-2-3, 3 poles 40A, for rear mounting with black handle, front plate 65X65mm | http://datasheet.lovatoelectric.com/Rotary_cam_switches/RON/GX40136O.pdf
GX40136U |  |  | Rotary cam switch GX series, multi-step 0-1-2-3, 3 poles 40A, for front mounting with black handle, front plate 65X65mm | http://datasheet.lovatoelectric.com/Rotary_cam_switches/ENG/GX40136U.pdf | Commutatore a camme serie GX, multivia 0-1-2-3 3 poli da 40A in esecuzione per montaggio frontale con maniglia nera, mostrina 65X65mm | http://datasheet.lovatoelectric.com/Rotary_cam_switches/ITA/GX40136U.pdf | Łącznik krzywkowy serii GX, wielopozycyjny 0-1-2-3, 3 pola, 40A, do montażu tablicowego, z czarnym pokrętłem i tabliczką 65x65mm | http://datasheet.lovatoelectric.com/Rotary_cam_switches/POL/GX40136U.pdf | Rotary cam switch GX series, multi-step 0-1-2-3, 3 poles 40A, for front mounting with black handle, front plate 65X65mm | http://datasheet.lovatoelectric.com/Rotary_cam_switches/RON/GX40136U.pdf
GX4013O |  |  | Rotary cam switch GX series, Dahlander motor control switch 1-0-2, 40A, for rear mounting with black handle, front plate 65X65mm | http://datasheet.lovatoelectric.com/Rotary_cam_switches/ENG/GX4013O.pdf | Commutatore a camme serie GX, avviatore per motori Dahlander 1-0-2 da 40A in esecuzione per montaggio a fondo quadro con maniglia nera, mostrina 65X65mm | http://datasheet.lovatoelectric.com/Rotary_cam_switches/ITA/GX4013O.pdf | Łącznik krzywkowy serii GX, przełącznik silnika dwubiegunowego 1-0-2, układ Dahlandera, 40A, do montażu wewnątrz szafy z czarnym pokrętłem i tabliczką 65x65mm | http://datasheet.lovatoelectric.com/Rotary_cam_switches/POL/GX4013O.pdf | Rotary cam switch GX series, Dahlander motor control switch 1-0-2, 40A, for rear mounting with black handle, front plate 65X65mm | http://datasheet.lovatoelectric.com/Rotary_cam_switches/RON/GX4013O.pdf
GX4013O88 |  |  | Rotary cam switch GX series, Dahlander motor control switch 1-0-2, 40A, for rear mounting with red/yellow handle padlockable in 0, door coupling and protection covers, front plate 65X65mm | http://datasheet.lovatoelectric.com/Rotary_cam_switches/ENG/GX4013O88.pdf | Commutatore a camme serie GX, avviatore per motori Dahlander 1-0-2 da 40A in esecuzione per montaggio a fondo quadro con maniglia giallo/rossa lucchettabile in 0 con funzione blocco porta e copriterminali, mostrina 65X65mm | http://datasheet.lovatoelectric.com/Rotary_cam_switches/ITA/GX4013O88.pdf | Łącznik krzywkowy serii GX, przełącznik silnika dwubiegunowego 1-0-2, układ Dahlandera, 40A, do montażu wewnątrz szafy, z żółto/czerwonym pokrętłem blokowanym w pozycji 0, trzpieniem, osłonami zacisków i tabliczką 65x65mm | http://datasheet.lovatoelectric.com/Rotary_cam_switches/POL/GX4013O88.pdf | Rotary cam switch GX series, Dahlander motor control switch 1-0-2, 40A, for rear mounting with red/yellow handle padlockable in 0, door coupling and protection covers, front plate 65X65mm | http://datasheet.lovatoelectric.com/Rotary_cam_switches/RON/GX4013O88.pdf
GX4013P |  |  | Enclosed rotary cam switch 7GX series, Dahlander motor control switch 1-0-2, 40A in plastic enclosure 110X110mm with black handle | http://datasheet.lovatoelectric.com/Rotary_cam_switches/ENG/GX4013P.pdf | Commutatore a camme serie GX, avviatore per motori Dahlander 1-0-2 da 40A in cassetta plastica 110X110mm con maniglia nera | http://datasheet.lovatoelectric.com/Rotary_cam_switches/ITA/GX4013P.pdf | Łącznik krzywkowy serii 7GX, przełącznik silnika dwubiegunowego 1-0-2, układ Dahlandera, 40A, w obudowie 110x110mm i czarnym pokrętłem | http://datasheet.lovatoelectric.com/Rotary_cam_switches/POL/GX4013P.pdf | Enclosed rotary cam switch 7GX series, Dahlander motor control switch 1-0-2, 40A in plastic enclosure 110X110mm with black handle | http://datasheet.lovatoelectric.com/Rotary_cam_switches/RON/GX4013P.pdf
GX4013P25 |  |  | Enclosed rotary cam switch GX series, Dahlander motor control switch 1-0-2, 40A in plastic enclosure 110X110mm with red/yellow handle | http://datasheet.lovatoelectric.com/Rotary_cam_switches/ENG/GX4013P25.pdf | Commutatore a camme serie GX, avviatore per motori Dahlander 1-0-2 da 40A in cassetta plastica 110X110mm con maniglia giallo/rossa | http://datasheet.lovatoelectric.com/Rotary_cam_switches/ITA/GX4013P25.pdf | Łącznik krzywkowy serii GX, przełącznik silnika dwubiegunowego 1-0-2, układ Dahlandera, 40A, w obudowie 110x110mm i żółto/czerwonym pokrętłem | http://datasheet.lovatoelectric.com/Rotary_cam_switches/POL/GX4013P25.pdf | Enclosed rotary cam switch GX series, Dahlander motor control switch 1-0-2, 40A in plastic enclosure 110X110mm with red/yellow handle | http://datasheet.lovatoelectric.com/Rotary_cam_switches/RON/GX4013P25.pdf
GX4013U |  |  | Rotary cam switch GX series, Dahlander motor control switch 1-0-2, 40A, for front mounting with black handle, front plate 65X65mm | http://datasheet.lovatoelectric.com/Rotary_cam_switches/ENG/GX4013U.pdf | Commutatore a camme serie GX, avviatore per motori Dahlander 1-0-2 da 40A in esecuzione per montaggio frontale con maniglia nera, mostrina 65X65mm | http://datasheet.lovatoelectric.com/Rotary_cam_switches/ITA/GX4013U.pdf | Łącznik krzywkowy serii GX, przełącznik silnika dwubiegunowego 1-0-2, układ Dahlandera, 40A, do montażu tablicowego, z czarnym pokrętłem i tabliczką 65x65mm | http://datasheet.lovatoelectric.com/Rotary_cam_switches/POL/GX4013U.pdf | Rotary cam switch GX series, Dahlander motor control switch 1-0-2, 40A, for front mounting with black handle, front plate 65X65mm | http://datasheet.lovatoelectric.com/Rotary_cam_switches/RON/GX4013U.pdf
GX4013U25 |  |  | Rotary cam switch GX series, Dahlander motor control switch 1-0-2, 40A, for front mounting with red/yellow handle padlockable in 0 and protection covers, front plate 65X65mm | http://datasheet.lovatoelectric.com/Rotary_cam_switches/ENG/GX4013U25.pdf | Commutatore a camme serie GX, avviatore per motori Dahlander 1-0-2 da 40A in esecuzione per montaggio frontale con maniglia giallo/rossa lucchettabile in 0 e copriterminali, mostrina 65X65mm | http://datasheet.lovatoelectric.com/Rotary_cam_switches/ITA/GX4013U25.pdf | Łącznik krzywkowy serii GX, przełącznik silnika dwubiegunowego 1-0-2, układ Dahlandera, 40A, do montażu tablicowego, z żółto/czerwonym pokrętłem blokowanym w pozycji 0, osłonami zacisków i tabliczką 65x65mm | http://datasheet.lovatoelectric.com/Rotary_cam_switches/POL/GX4013U25.pdf | Rotary cam switch GX series, Dahlander motor control switch 1-0-2, 40A, for front mounting with red/yellow handle padlockable in 0 and protection covers, front plate 65X65mm | http://datasheet.lovatoelectric.com/Rotary_cam_switches/RON/GX4013U25.pdf
GX4019O |  |  | Rotary cam switch GX series, Dahlander motor control switch 0-1-2, 40A, for rear mounting with black handle, front plate 65X65mm | http://datasheet.lovatoelectric.com/Rotary_cam_switches/ENG/GX4019O.pdf | Commutatore a camme serie GX, avviatore per motori Dahlander 0-1-2 da 40A in esecuzione per montaggio a fondo quadro con maniglia nera, mostrina 65X65mm | http://datasheet.lovatoelectric.com/Rotary_cam_switches/ITA/GX4019O.pdf | Łącznik krzywkowy serii GX, przełącznik silnika dwubiegunowego 0-1-2, układ Dahlandera, 40A, do montażu wewnątrz szafy z czarnym pokrętłem i tabliczką 65x65mm | http://datasheet.lovatoelectric.com/Rotary_cam_switches/POL/GX4019O.pdf | Rotary cam switch GX series, Dahlander motor control switch 0-1-2, 40A, for rear mounting with black handle, front plate 65X65mm | http://datasheet.lovatoelectric.com/Rotary_cam_switches/RON/GX4019O.pdf
GX4019O88 |  |  | Rotary cam switch GX series, Dahlander motor control switch 0-1-2, 40A, for rear mounting with red/yellow handle padlockable in 0, door coupling and protection covers, front plate 65X65mm | http://datasheet.lovatoelectric.com/Rotary_cam_switches/ENG/GX4019O88.pdf | Commutatore a camme serie GX, avviatore per motori Dahlander 0-1-2 da 40A in esecuzione per montaggio a fondo quadro con maniglia giallo/rossa lucchettabile in 0 con funzione blocco porta e copriterminali, mostrina 65X65mm | http://datasheet.lovatoelectric.com/Rotary_cam_switches/ITA/GX4019O88.pdf | Łącznik krzywkowy serii GX, przełącznik silnika dwubiegunowego 0-1-2, układ Dahlandera, 40A, do montażu wewnątrz szafy, z żółto/czerwonym pokrętłem blokowanym w pozycji 0, trzpieniem, osłonami zacisków i tabliczką 65x65mm | http://datasheet.lovatoelectric.com/Rotary_cam_switches/POL/GX4019O88.pdf | Rotary cam switch GX series, Dahlander motor control switch 0-1-2, 40A, for rear mounting with red/yellow handle padlockable in 0, door coupling and protection covers, front plate 65X65mm | http://datasheet.lovatoelectric.com/Rotary_cam_switches/RON/GX4019O88.pdf
GX4019P |  |  | Enclosed rotary cam switch GX series, Dahlander motor control switch 0-1-2, 40A in plastic enclosure 110X110mm with black handle | http://datasheet.lovatoelectric.com/Rotary_cam_switches/ENG/GX4019P.pdf | Commutatore a camme serie GX, avviatore per motori Dahlander 0-1-2 da 40A in cassetta plastica 110X110mm con maniglia nera | http://datasheet.lovatoelectric.com/Rotary_cam_switches/ITA/GX4019P.pdf | Łącznik krzywkowy serii GX, przełącznik silnika dwubiegunowego 0-1-2, układ Dahlandera, 40A, w obudowie 110x110mm i czarnym pokrętłem | http://datasheet.lovatoelectric.com/Rotary_cam_switches/POL/GX4019P.pdf | Enclosed rotary cam switch GX series, Dahlander motor control switch 0-1-2, 40A in plastic enclosure 110X110mm with black handle | http://datasheet.lovatoelectric.com/Rotary_cam_switches/RON/GX4019P.pdf
GX4019P25 |  |  | Enclosed rotary cam switch GX series, Dahlander motor control switch 0-1-2, 40A in plastic enclosure 110X110mm with red/yellow handle | http://datasheet.lovatoelectric.com/Rotary_cam_switches/ENG/GX4019P25.pdf | Commutatore a camme serie GX, avviatore per motori Dahlander 0-1-2 da 40A in cassetta plastica 110X110mm con maniglia giallo/rossa | http://datasheet.lovatoelectric.com/Rotary_cam_switches/ITA/GX4019P25.pdf | Łącznik krzywkowy serii GX, przełącznik silnika dwubiegunowego 0-1-2, układ Dahlandera, 40A, w obudowie 110x110mm i żółto/czerwonym pokrętłem | http://datasheet.lovatoelectric.com/Rotary_cam_switches/POL/GX4019P25.pdf | Enclosed rotary cam switch GX series, Dahlander motor control switch 0-1-2, 40A in plastic enclosure 110X110mm with red/yellow handle | http://datasheet.lovatoelectric.com/Rotary_cam_switches/RON/GX4019P25.pdf
GX4019U |  |  | Rotary cam switch GX series, Dahlander motor control switch 0-1-2, 40A, for front mounting with black handle, front plate 65X65mm | http://datasheet.lovatoelectric.com/Rotary_cam_switches/ENG/GX4019U.pdf | Commutatore a camme serie GX, avviatore per motori Dahlander 0-1-2 da 40A in esecuzione per montaggio frontale con maniglia nera, mostrina 65X65mm | http://datasheet.lovatoelectric.com/Rotary_cam_switches/ITA/GX4019U.pdf | Łącznik krzywkowy serii GX, przełącznik silnika dwubiegunowego 0-1-2, układ Dahlandera, 40A, do montażu tablicowego, z czarnym pokrętłem i tabliczką 65x65mm | http://datasheet.lovatoelectric.com/Rotary_cam_switches/POL/GX4019U.pdf | Rotary cam switch GX series, Dahlander motor control switch 0-1-2, 40A, for front mounting with black handle, front plate 65X65mm | http://datasheet.lovatoelectric.com/Rotary_cam_switches/RON/GX4019U.pdf
GX4019U25 |  |  | Rotary cam switch GX series, Dahlander motor control switch 0-1-2, 40A, for front mounting with red/yellow handle padlockable in 0 and protection covers, front plate 65X65mm | http://datasheet.lovatoelectric.com/Rotary_cam_switches/ENG/GX4019U25.pdf | Commutatore a camme serie GX, avviatore per motori Dahlander 0-1-2 da 40A in esecuzione per montaggio frontale con maniglia giallo/rossa lucchettabile in 0 e copriterminali, mostrina 65X65mm | http://datasheet.lovatoelectric.com/Rotary_cam_switches/ITA/GX4019U25.pdf | Łącznik krzywkowy serii GX, przełącznik silnika dwubiegunowego 0-1-2, układ Dahlandera, 40A, do montażu tablicowego, z żółto/czerwonym pokrętłem blokowanym w pozycji 0, osłonami zacisków i tabliczką 65x65mm | http://datasheet.lovatoelectric.com/Rotary_cam_switches/POL/GX4019U25.pdf | Rotary cam switch GX series, Dahlander motor control switch 0-1-2, 40A, for front mounting with red/yellow handle padlockable in 0 and protection covers, front plate 65X65mm | http://datasheet.lovatoelectric.com/Rotary_cam_switches/RON/GX4019U25.pdf
GX4020O |  |  | Rotary cam switch GX series, Dahlander motor 2-speed reversing switch, 40A, for rear mounting with black handle, front plate 65X65mm | http://datasheet.lovatoelectric.com/Rotary_cam_switches/ENG/GX4020O.pdf | Commutatore a camme serie GX, invertitore di marcia a 2 velocita' per motori Dahlander da 40A in esecuzione per montaggio a fondo quadro con maniglia nera, mostrina 65X65mm | http://datasheet.lovatoelectric.com/Rotary_cam_switches/ITA/GX4020O.pdf | Łącznik krzywkowy serii GX, przełącznik zmiany kirunku obrotów silnika dwubiegunowego, układ Dahlandera, 40A, do montażu wewnątrz szafy z czarnym pokrętłem i tabliczką 65x65mm | http://datasheet.lovatoelectric.com/Rotary_cam_switches/POL/GX4020O.pdf | Rotary cam switch GX series, Dahlander motor 2-speed reversing switch, 40A, for rear mounting with black handle, front plate 65X65mm | http://datasheet.lovatoelectric.com/Rotary_cam_switches/RON/GX4020O.pdf
GX4020O88 |  |  | Rotary cam switch GX series, Dahlander motor 2-speed reversing switch, 40A, for rear mounting with red/yellow handle padlockable in 0, door coupling and protection covers, front plate 65X65mm | http://datasheet.lovatoelectric.com/Rotary_cam_switches/ENG/GX4020O88.pdf | Commutatore a camme serie GX, invertitore di marcia a 2 velocita' per motori Dahlander da 40A in esecuzione per montaggio a fondo quadro con maniglia giallo/rossa lucchettabile in 0 con funzione blocco porta e copriterminali, mostrina 65X65mm | http://datasheet.lovatoelectric.com/Rotary_cam_switches/ITA/GX4020O88.pdf | Łącznik krzywkowy serii GX, przełącznik zmiany kirunku obrotów silnika dwubiegunowego, układ Dahlandera, 40A, do montażu wewnątrz szafy, z żółto/czerwonym pokrętłem blokowanym w pozycji 0, trzpieniem, osłonami zacisków i tabliczką 65x65mm | http://datasheet.lovatoelectric.com/Rotary_cam_switches/POL/GX4020O88.pdf | Rotary cam switch GX series, Dahlander motor 2-speed reversing switch, 40A, for rear mounting with red/yellow handle padlockable in 0, door coupling and protection covers, front plate 65X65mm | http://datasheet.lovatoelectric.com/Rotary_cam_switches/RON/GX4020O88.pdf
GX4020U |  |  | Rotary cam switch GX series, Dahlander motor 2-speed reversing switch, 40A, for front mounting with black handle, front plate 65X65mm | http://datasheet.lovatoelectric.com/Rotary_cam_switches/ENG/GX4020U.pdf | Commutatore a camme serie GX, invertitore di marcia a 2 velocita' per motori Dahlander da 40A in esecuzione per montaggio frontale con maniglia nera, mostrina 65X65mm | http://datasheet.lovatoelectric.com/Rotary_cam_switches/ITA/GX4020U.pdf | Łącznik krzywkowy serii GX, przełącznik zmiany kirunku obrotów silnika dwubiegunowego, układ Dahlandera, 40A, do montażu tablicowego, z czarnym pokrętłem i tabliczką 65x65mm | http://datasheet.lovatoelectric.com/Rotary_cam_switches/POL/GX4020U.pdf | Rotary cam switch GX series, Dahlander motor 2-speed reversing switch, 40A, for front mounting with black handle, front plate 65X65mm | http://datasheet.lovatoelectric.com/Rotary_cam_switches/RON/GX4020U.pdf
GX4020U25 |  |  | Rotary cam switch GX series, Dahlander motor 2-speed reversing switch, 40A, for front mounting with red/yellow handle padlockable in 0 and protection covers, front plate 65X65mm | http://datasheet.lovatoelectric.com/Rotary_cam_switches/ENG/GX4020U25.pdf | Commutatore a camme serie GX, invertitore di marcia a 2 velocita' per motori Dahlander da 40A in esecuzione per montaggio frontale con maniglia giallo/rossa lucchettabile in 0 e copriterminali, mostrina 65X65mm | http://datasheet.lovatoelectric.com/Rotary_cam_switches/ITA/GX4020U25.pdf | Łącznik krzywkowy serii GX, przełącznik zmiany kirunku obrotów silnika dwubiegunowego, układ Dahlandera, 40A, do montażu tablicowego, z żółto/czerwonym pokrętłem blokowanym w pozycji 0, osłonami zacisków i tabliczką 65x65mm | http://datasheet.lovatoelectric.com/Rotary_cam_switches/POL/GX4020U25.pdf | Rotary cam switch GX series, Dahlander motor 2-speed reversing switch, 40A, for front mounting with red/yellow handle padlockable in 0 and protection covers, front plate 65X65mm | http://datasheet.lovatoelectric.com/Rotary_cam_switches/RON/GX4020U25.pdf
GX4025O |  |  | Rotary cam switch GX series, 1-phase motor reversing switch with spring return 40A, for rear mounting with black handle, front plate 65X65mm | http://datasheet.lovatoelectric.com/Rotary_cam_switches/ENG/GX4025O.pdf | Commutatore a camme serie GX, invertitore di marcia monofase con ritorno a molla da 40A in esecuzione per montaggio a fondo quadro con maniglia nera, mostrina 65X65mm | http://datasheet.lovatoelectric.com/Rotary_cam_switches/ITA/GX4025O.pdf | Łącznik krzywkowy serii GX, przełącznik zmiany kierunku obrotów silnika 1 fazowego, z powrotem do pozycji 0, 40A, do montażu wewnątrz szafy z czarnym pokrętłem i tabliczką 65x65mm | http://datasheet.lovatoelectric.com/Rotary_cam_switches/POL/GX4025O.pdf | Rotary cam switch GX series, 1-phase motor reversing switch with spring return 40A, for rear mounting with black handle, front plate 65X65mm | http://datasheet.lovatoelectric.com/Rotary_cam_switches/RON/GX4025O.pdf
GX4025O88 |  |  | Rotary cam switch GX series, 1-phase motor reversing switch with spring return 40A, for rear mounting with red/yellow handle padlockable in 0, door coupling and protection covers, front plate 65X65mm | http://datasheet.lovatoelectric.com/Rotary_cam_switches/ENG/GX4025O88.pdf | Commutatore a camme serie GX, invertitore di marcia monofase con ritorno a molla da 40A in esecuzione per montaggio a fondo quadro con maniglia giallo/rossa lucchettabile in 0 con funzione blocco porta e copriterminali, mostrina 65X65mm | http://datasheet.lovatoelectric.com/Rotary_cam_switches/ITA/GX4025O88.pdf | Łącznik krzywkowy serii GX, przełącznik zmiany kierunku obrotów silnika 1 fazowego, z powrotem do pozycji 0, 40A, do montażu wewnątrz szafy, z żółto/czerwonym pokrętłem blokowanym w pozycji 0, trzpieniem, osłonami zacisków i tabliczką 65x65mm | http://datasheet.lovatoelectric.com/Rotary_cam_switches/POL/GX4025O88.pdf | Rotary cam switch GX series, 1-phase motor reversing switch with spring return 40A, for rear mounting with red/yellow handle padlockable in 0, door coupling and protection covers, front plate 65X65mm | http://datasheet.lovatoelectric.com/Rotary_cam_switches/RON/GX4025O88.pdf
GX4025P |  |  | Enclosed rotary cam switch GX series, 1-phase motor reversing switch with spring return 40A in plastic enclosure 110X110mm with black handle | http://datasheet.lovatoelectric.com/Rotary_cam_switches/ENG/GX4025P.pdf | Commutatore a camme serie GX, invertitore di marcia monofase con ritorno a molla da 40A in cassetta plastica 110X110mm con maniglia nera | http://datasheet.lovatoelectric.com/Rotary_cam_switches/ITA/GX4025P.pdf | Łącznik krzywkowy serii GX, przełącznik zmiany kierunku obrotów silnika 1 fazowego, z powrotem do pozycji 0, 40A, w obudowie 110x110mm i czarnym pokrętłem | http://datasheet.lovatoelectric.com/Rotary_cam_switches/POL/GX4025P.pdf | Enclosed rotary cam switch GX series, 1-phase motor reversing switch with spring return 40A in plastic enclosure 110X110mm with black handle | http://datasheet.lovatoelectric.com/Rotary_cam_switches/RON/GX4025P.pdf
GX4025P25 |  |  | Enclosed rotary cam switch GX series, 1-phase motor reversing switch with spring return 40A in plastic enclosure 110X110mm with red/yellow handle | http://datasheet.lovatoelectric.com/Rotary_cam_switches/ENG/GX4025P25.pdf | Commutatore a camme serie GX, invertitore di marcia monofase con ritorno a molla da 40A in cassetta plastica 110X110mm con maniglia giallo/rossa | http://datasheet.lovatoelectric.com/Rotary_cam_switches/ITA/GX4025P25.pdf | Łącznik krzywkowy serii GX, przełącznik zmiany kierunku obrotów silnika 1 fazowego, z powrotem do pozycji 0, 40A, w obudowie 110x110mm i żółto/czerwonym pokrętłem | http://datasheet.lovatoelectric.com/Rotary_cam_switches/POL/GX4025P25.pdf | Enclosed rotary cam switch GX series, 1-phase motor reversing switch with spring return 40A in plastic enclosure 110X110mm with red/yellow handle | http://datasheet.lovatoelectric.com/Rotary_cam_switches/RON/GX4025P25.pdf
GX4025U |  |  | Rotary cam switch GX series, 1-phase motor reversing switch with spring return 40A, for front mounting with black handle, front plate 65X65mm | http://datasheet.lovatoelectric.com/Rotary_cam_switches/ENG/GX4025U.pdf | Commutatore a camme serie GX, invertitore di marcia monofase con ritorno a molla da 40A in esecuzione per montaggio frontale con maniglia nera, mostrina 65X65mm | http://datasheet.lovatoelectric.com/Rotary_cam_switches/ITA/GX4025U.pdf | Łącznik krzywkowy serii GX, przełącznik zmiany kierunku obrotów silnika 1 fazowego, z powrotem do pozycji 0, 40A, do montażu tablicowego, z czarnym pokrętłem i tabliczką 65x65mm | http://datasheet.lovatoelectric.com/Rotary_cam_switches/POL/GX4025U.pdf | Rotary cam switch GX series, 1-phase motor reversing switch with spring return 40A, for front mounting with black handle, front plate 65X65mm | http://datasheet.lovatoelectric.com/Rotary_cam_switches/RON/GX4025U.pdf
GX4025U25 |  |  | Rotary cam switch GX series, 1-phase motor reversing switch with spring return 40A, for front mounting with red/yellow handle padlockable in 0 and protection covers, front plate 65X65mm | http://datasheet.lovatoelectric.com/Rotary_cam_switches/ENG/GX4025U25.pdf | Commutatore a camme serie GX, invertitore di marcia monofase con ritorno a molla da 40A in esecuzione per montaggio frontale con maniglia giallo/rossa lucchettabile in 0 e copriterminali, mostrina 65X65mm | http://datasheet.lovatoelectric.com/Rotary_cam_switches/ITA/GX4025U25.pdf | Łącznik krzywkowy serii GX, przełącznik zmiany kierunku obrotów silnika 1 fazowego, z powrotem do pozycji 0, 40A, do montażu tablicowego, z żółto/czerwonym pokrętłem blokowanym w pozycji 0, osłonami zacisków i tabliczką 65x65mm | http://datasheet.lovatoelectric.com/Rotary_cam_switches/POL/GX4025U25.pdf | Rotary cam switch GX series, 1-phase motor reversing switch with spring return 40A, for front mounting with red/yellow handle padlockable in 0 and protection covers, front plate 65X65mm | http://datasheet.lovatoelectric.com/Rotary_cam_switches/RON/GX4025U25.pdf
GX4026O |  |  | Rotary cam switch GX series, 3-phase motor reversing switch with spring return 40A, for rear mounting with black handle, front plate 65X65mm | http://datasheet.lovatoelectric.com/Rotary_cam_switches/ENG/GX4026O.pdf | Commutatore a camme serie GX, invertitore di marcia trifase con ritorno di molla da 40A in esecuzione per montaggio a fondo quadro con maniglia nera, mostrina 65X65mm | http://datasheet.lovatoelectric.com/Rotary_cam_switches/ITA/GX4026O.pdf | Łącznik krzywkowy serii GX, przełącznik zmiany kierunku obrotów silnika 3 fazowego, z powrotem do pozycji 0, 40A, do montażu wewnątrz szafy z czarnym pokrętłem i tabliczką 65x65mm | http://datasheet.lovatoelectric.com/Rotary_cam_switches/POL/GX4026O.pdf | Rotary cam switch GX series, 3-phase motor reversing switch with spring return 40A, for rear mounting with black handle, front plate 65X65mm | http://datasheet.lovatoelectric.com/Rotary_cam_switches/RON/GX4026O.pdf
GX4026O88 |  |  | Rotary cam switch GX series, 3-phase motor reversing switch with spring return 40A, for rear mounting with red/yellow handle padlockable in 0, door coupling and protection covers, front plate 65X65mm | http://datasheet.lovatoelectric.com/Rotary_cam_switches/ENG/GX4026O88.pdf | Commutatore a camme serie GX, invertitore di marcia trifase con ritorno a molla da 40A in esecuzione per montaggio a fondo quadro con maniglia giallo/rossa lucchettabile in 0 con funzione blocco porta e copriterminali, mostrina 65X65mm | http://datasheet.lovatoelectric.com/Rotary_cam_switches/ITA/GX4026O88.pdf | Łącznik krzywkowy serii GX, przełącznik zmiany kierunku obrotów silnika 3 fazowego, z powrotem do pozycji 0, 40A, do montażu wewnątrz szafy, z żółto/czerwonym pokrętłem blokowanym w pozycji 0, trzpieniem, osłonami zacisków i tabliczką 65x65mm | http://datasheet.lovatoelectric.com/Rotary_cam_switches/POL/GX4026O88.pdf | Rotary cam switch GX series, 3-phase motor reversing switch with spring return 40A, for rear mounting with red/yellow handle padlockable in 0, door coupling and protection covers, front plate 65X65mm | http://datasheet.lovatoelectric.com/Rotary_cam_switches/RON/GX4026O88.pdf
GX4026P |  |  | Enclosed rotary cam switch GX series, 3-phase motor reversing switch with spring return 40A in plastic enclosure 110X110mm with black handle | http://datasheet.lovatoelectric.com/Rotary_cam_switches/ENG/GX4026P.pdf | Commutatore a camme serie GX, invertitore di marcia trifase con ritorno a molla da 40A in cassetta plastica 110X110mm con maniglia nera | http://datasheet.lovatoelectric.com/Rotary_cam_switches/ITA/GX4026P.pdf | Łącznik krzywkowy serii GX, przełącznik zmiany kierunku obrotów silnika 3 fazowego, z powrotem do pozycji 0, 40A, w obudowie 110x110mm i czarnym pokrętłem | http://datasheet.lovatoelectric.com/Rotary_cam_switches/POL/GX4026P.pdf | Enclosed rotary cam switch GX series, 3-phase motor reversing switch with spring return 40A in plastic enclosure 110X110mm with black handle | http://datasheet.lovatoelectric.com/Rotary_cam_switches/RON/GX4026P.pdf
GX4026P25 |  |  | Enclosed rotary cam switch GX series, 3-phase motor reversing switch with spring return 40A in plastic enclosure 110X110mm with red/yellow handle | http://datasheet.lovatoelectric.com/Rotary_cam_switches/ENG/GX4026P25.pdf | Commutatore a camme serie GX, invertitore di marcia trifase con ritorno a molla da 40A in cassetta plastica 110X110mm con maniglia giallo/rossa | http://datasheet.lovatoelectric.com/Rotary_cam_switches/ITA/GX4026P25.pdf | Łącznik krzywkowy serii GX, przełącznik zmiany kierunku obrotów silnika 3 fazowego, z powrotem do pozycji 0, 40A, w obudowie 110x110mm i żółto/czerwonym pokrętłem | http://datasheet.lovatoelectric.com/Rotary_cam_switches/POL/GX4026P25.pdf | Enclosed rotary cam switch GX series, 3-phase motor reversing switch with spring return 40A in plastic enclosure 110X110mm with red/yellow handle | http://datasheet.lovatoelectric.com/Rotary_cam_switches/RON/GX4026P25.pdf
GX4026U | GX3211U.jpg | http://datasheet.lovatoelectric.com/Rotary_cam_switches/products_images/GX3211U.jpg | Rotary cam switch GX series, 3-phase motor reversing switch with spring return 40A, for front mounting with black handle, front plate 65X65mm | http://datasheet.lovatoelectric.com/Rotary_cam_switches/ENG/GX4026U.pdf | Commutatore a camme serie GX, invertitore di marcia trifase con ritorno a molla da 40A in esecuzione per montaggio frontale con maniglia nera, mostrina 65X65mm | http://datasheet.lovatoelectric.com/Rotary_cam_switches/ITA/GX4026U.pdf | Łącznik krzywkowy serii GX, przełącznik zmiany kierunku obrotów silnika 3 fazowego, z powrotem do pozycji 0, 40A, do montażu tablicowego, z czarnym pokrętłem i tabliczką 65x65mm | http://datasheet.lovatoelectric.com/Rotary_cam_switches/POL/GX4026U.pdf | Rotary cam switch GX series, 3-phase motor reversing switch with spring return 40A, for front mounting with black handle, front plate 65X65mm | http://datasheet.lovatoelectric.com/Rotary_cam_switches/RON/GX4026U.pdf
GX4026U25 |  |  | Rotary cam switch GX series, 3-phase motor reversing switch with spring return 40A, for front mounting with red/yellow handle padlockable in 0 and protection covers, front plate 65X65mm | http://datasheet.lovatoelectric.com/Rotary_cam_switches/ENG/GX4026U25.pdf | Commutatore a camme serie GX, invertitore di marcia monofase con ritorno a molla da 40A in esecuzione per montaggio frontale con maniglia giallo/rossa lucchettabile in 0 e copriterminali, mostrina 65X65mm | http://datasheet.lovatoelectric.com/Rotary_cam_switches/ITA/GX4026U25.pdf | Łącznik krzywkowy serii GX, przełącznik zmiany kierunku obrotów silnika 3 fazowego, z powrotem do pozycji 0, 40A, do montażu tablicowego, z żółto/czerwonym pokrętłem blokowanym w pozycji 0, osłonami zacisków i tabliczką 65x65mm | http://datasheet.lovatoelectric.com/Rotary_cam_switches/POL/GX4026U25.pdf | Rotary cam switch GX series, 3-phase motor reversing switch with spring return 40A, for front mounting with red/yellow handle padlockable in 0 and protection covers, front plate 65X65mm | http://datasheet.lovatoelectric.com/Rotary_cam_switches/RON/GX4026U25.pdf
GX4051O |  |  | Rotary cam switch GX series, changeover switch 1 pole 40A, for rear mounting with black handle, front plate 65X65mm | http://datasheet.lovatoelectric.com/Rotary_cam_switches/ENG/GX4051O.pdf | Commutatore a camme serie GX, commutatore 1 polo da 40A in esecuzione per montaggio a fondo quadro con maniglia nera, mostrina 65X65mm | http://datasheet.lovatoelectric.com/Rotary_cam_switches/ITA/GX4051O.pdf | Łącznik krzywkowy serii GX, przełącznik sieci, 1 pole, 40A, do montażu wewnątrz szafy z czarnym pokrętłem i tabliczką 65x65mm | http://datasheet.lovatoelectric.com/Rotary_cam_switches/POL/GX4051O.pdf | Rotary cam switch GX series, changeover switch 1 pole 40A, for rear mounting with black handle, front plate 65X65mm | http://datasheet.lovatoelectric.com/Rotary_cam_switches/RON/GX4051O.pdf
GX4051P |  |  | Enclosed rotary cam switch GX series, changeover switch 1 pole 40A in plastic enclosure 110X110mm with black handle | http://datasheet.lovatoelectric.com/Rotary_cam_switches/ENG/GX4051P.pdf | Commutatore a camme serie GX, commutatore 1 polo da 40A in cassetta plastica 110X110mm con maniglia nera | http://datasheet.lovatoelectric.com/Rotary_cam_switches/ITA/GX4051P.pdf | Łącznik krzywkowy serii GX, przełącznik sieci, 1 pole, 40A, w obudowie 110x110mm i czarnym pokrętłem | http://datasheet.lovatoelectric.com/Rotary_cam_switches/POL/GX4051P.pdf | Enclosed rotary cam switch GX series, changeover switch 1 pole 40A in plastic enclosure 110X110mm with black handle | http://datasheet.lovatoelectric.com/Rotary_cam_switches/RON/GX4051P.pdf
GX4051U |  |  | Rotary cam switch GX series, changeover switch 1 pole 40A, for front mounting with black handle, front plate 65X65mm | http://datasheet.lovatoelectric.com/Rotary_cam_switches/ENG/GX4051U.pdf | Commutatore a camme serie GX, commutatore 1 polo da 40A in esecuzione per montaggio frontale con maniglia nera, mostrina 65X65mm | http://datasheet.lovatoelectric.com/Rotary_cam_switches/ITA/GX4051U.pdf | Łącznik krzywkowy serii GX, przełącznik sieci, 1 pole, 40A, do montażu tablicowego, z czarnym pokrętłem i tabliczką 65x65mm | http://datasheet.lovatoelectric.com/Rotary_cam_switches/POL/GX4051U.pdf | Rotary cam switch GX series, changeover switch 1 pole 40A, for front mounting with black handle, front plate 65X65mm | http://datasheet.lovatoelectric.com/Rotary_cam_switches/RON/GX4051U.pdf
GX4052O |  |  | Rotary cam switch GX series, changeover switch 2 poles 40A, for rear mounting with black handle, front plate 65X65mm | http://datasheet.lovatoelectric.com/Rotary_cam_switches/ENG/GX4052O.pdf | Commutatore a camme serie GX, commutatore 2 poli da 40A in esecuzione per montaggio a fondo quadro con maniglia nera, mostrina 65X65mm | http://datasheet.lovatoelectric.com/Rotary_cam_switches/ITA/GX4052O.pdf | Łącznik krzywkowy serii GX, przełącznik sieci, 2 pola, 40A, do montażu wewnątrz szafy z czarnym pokrętłem i tabliczką 65x65mm | http://datasheet.lovatoelectric.com/Rotary_cam_switches/POL/GX4052O.pdf | Rotary cam switch GX series, changeover switch 2 poles 40A, for rear mounting with black handle, front plate 65X65mm | http://datasheet.lovatoelectric.com/Rotary_cam_switches/RON/GX4052O.pdf
GX4052P |  |  | Enclosed rotary cam switch GX series, changeover switch 2 poles 40A in plastic enclosure 110X110mm with black handle | http://datasheet.lovatoelectric.com/Rotary_cam_switches/ENG/GX4052P.pdf | Commutatore a camme serie GX, commutatore 2 poli da 40A in cassetta plastica 110X110mm con maniglia nera | http://datasheet.lovatoelectric.com/Rotary_cam_switches/ITA/GX4052P.pdf | Łącznik krzywkowy serii GX, przełącznik sieci, 2 pola, 40A, w obudowie 110x110mm i czarnym pokrętłem | http://datasheet.lovatoelectric.com/Rotary_cam_switches/POL/GX4052P.pdf | Enclosed rotary cam switch GX series, changeover switch 2 poles 40A in plastic enclosure 110X110mm with black handle | http://datasheet.lovatoelectric.com/Rotary_cam_switches/RON/GX4052P.pdf
GX4052U |  |  | Rotary cam switch GX series, changeover switch 2 poles 40A, for front mounting with black handle, front plate 65X65mm | http://datasheet.lovatoelectric.com/Rotary_cam_switches/ENG/GX4052U.pdf | Commutatore a camme serie GX, commutatore 2 poli da 40A in esecuzione per montaggio frontale con maniglia nera, mostrina 65X65mm | http://datasheet.lovatoelectric.com/Rotary_cam_switches/ITA/GX4052U.pdf | Łącznik krzywkowy serii GX, przełącznik sieci, 2 pola, 40A, do montażu tablicowego, z czarnym pokrętłem i tabliczką 65x65mm | http://datasheet.lovatoelectric.com/Rotary_cam_switches/POL/GX4052U.pdf | Rotary cam switch GX series, changeover switch 2 poles 40A, for front mounting with black handle, front plate 65X65mm | http://datasheet.lovatoelectric.com/Rotary_cam_switches/RON/GX4052U.pdf
GX4053O |  |  | Rotary cam switch GX series, changeover switch 3 poles 40A, for rear mounting with black handle, front plate 65X65mm | http://datasheet.lovatoelectric.com/Rotary_cam_switches/ENG/GX4053O.pdf | Commutatore a camme serie GX, commutatore 3 poli da 40A in esecuzione per montaggio a fondo quadro con maniglia nera, mostrina 65X65mm | http://datasheet.lovatoelectric.com/Rotary_cam_switches/ITA/GX4053O.pdf | Łącznik krzywkowy serii GX, przełącznik sieci, 3 pola, 40A, do montażu wewnątrz szafy z czarnym pokrętłem i tabliczką 65x65mm | http://datasheet.lovatoelectric.com/Rotary_cam_switches/POL/GX4053O.pdf | Rotary cam switch GX series, changeover switch 3 poles 40A, for rear mounting with black handle, front plate 65X65mm | http://datasheet.lovatoelectric.com/Rotary_cam_switches/RON/GX4053O.pdf
GX4053O88 |  |  |  | http://datasheet.lovatoelectric.com/Rotary_cam_switches/ENG/GX4053O88.pdf |  | http://datasheet.lovatoelectric.com/Rotary_cam_switches/ITA/GX4053O88.pdf |  | http://datasheet.lovatoelectric.com/Rotary_cam_switches/POL/GX4053O88.pdf |  | http://datasheet.lovatoelectric.com/Rotary_cam_switches/RON/GX4053O88.pdf
GX4053P |  |  | Enclosed rotary cam switch GX series, changeover switch 3 poles 40A in plastic enclosure 110X110mm with black handle | http://datasheet.lovatoelectric.com/Rotary_cam_switches/ENG/GX4053P.pdf | Commutatore a camme serie GX, commutatore 3 poli da 40A in cassetta plastica 110X110mm con maniglia nera | http://datasheet.lovatoelectric.com/Rotary_cam_switches/ITA/GX4053P.pdf | Łącznik krzywkowy serii GX, przełącznik sieci, 3 pola, 40A, w obudowie 110x110mm i czarnym pokrętłem | http://datasheet.lovatoelectric.com/Rotary_cam_switches/POL/GX4053P.pdf | Enclosed rotary cam switch GX series, changeover switch 3 poles 40A in plastic enclosure 110X110mm with black handle | http://datasheet.lovatoelectric.com/Rotary_cam_switches/RON/GX4053P.pdf
GX4053P25 |  |  |  | http://datasheet.lovatoelectric.com/Rotary_cam_switches/ENG/GX4053P25.pdf |  | http://datasheet.lovatoelectric.com/Rotary_cam_switches/ITA/GX4053P25.pdf |  | http://datasheet.lovatoelectric.com/Rotary_cam_switches/POL/GX4053P25.pdf |  | http://datasheet.lovatoelectric.com/Rotary_cam_switches/RON/GX4053P25.pdf
GX4053U | GX3211U.jpg | http://datasheet.lovatoelectric.com/Rotary_cam_switches/products_images/GX3211U.jpg | Rotary cam switch GX series, changeover switch 3 poles 40A, for front mounting with black handle, front plate 65X65mm | http://datasheet.lovatoelectric.com/Rotary_cam_switches/ENG/GX4053U.pdf | Commutatore a camme serie GX, commutatore 3 poli da 40A in esecuzione per montaggio frontale con maniglia nera, mostrina 65X65mm | http://datasheet.lovatoelectric.com/Rotary_cam_switches/ITA/GX4053U.pdf | Łącznik krzywkowy serii GX, przełącznik sieci, 3 pola, 40A, do montażu tablicowego, z czarnym pokrętłem i tabliczką 65x65mm | http://datasheet.lovatoelectric.com/Rotary_cam_switches/POL/GX4053U.pdf | Rotary cam switch GX series, changeover switch 3 poles 40A, for front mounting with black handle, front plate 65X65mm | http://datasheet.lovatoelectric.com/Rotary_cam_switches/RON/GX4053U.pdf
GX4053U25 |  |  |  | http://datasheet.lovatoelectric.com/Rotary_cam_switches/ENG/GX4053U25.pdf |  | http://datasheet.lovatoelectric.com/Rotary_cam_switches/ITA/GX4053U25.pdf |  | http://datasheet.lovatoelectric.com/Rotary_cam_switches/POL/GX4053U25.pdf |  | http://datasheet.lovatoelectric.com/Rotary_cam_switches/RON/GX4053U25.pdf
GX4054O |  |  | Rotary cam switch GX series, changeover switch without 0, 1 pole 40A, for rear mounting with black handle, front plate 65X65mm | http://datasheet.lovatoelectric.com/Rotary_cam_switches/ENG/GX4054O.pdf | Commutatore a camme serie GX, deviatore 1 polo da 40A in esecuzione per montaggio a fondo quadro con maniglia nera, mostrina 65X65mm | http://datasheet.lovatoelectric.com/Rotary_cam_switches/ITA/GX4054O.pdf | Łącznik krzywkowy serii GX, przełącznik sieci bez 0, 1 pole, 40A, do montażu wewnątrz szafy z czarnym pokrętłem i tabliczką 65x65mm | http://datasheet.lovatoelectric.com/Rotary_cam_switches/POL/GX4054O.pdf | Rotary cam switch GX series, changeover switch without 0, 1 pole 40A, for rear mounting with black handle, front plate 65X65mm | http://datasheet.lovatoelectric.com/Rotary_cam_switches/RON/GX4054O.pdf
GX4054P |  |  | Enclosed rotary cam switch GX series, changeover switch without 0, 1 pole 40A in plastic enclosure 110X110mm with black handle | http://datasheet.lovatoelectric.com/Rotary_cam_switches/ENG/GX4054P.pdf | Commutatore a camme serie GX, deviatore 1 polo da 40A in cassetta plastica 110X110mm con maniglia nera | http://datasheet.lovatoelectric.com/Rotary_cam_switches/ITA/GX4054P.pdf | Łącznik krzywkowy serii GX, przełącznik sieci bez 0, 1 pole, 40A, w obudowie 110x110mm i czarnym pokrętłem | http://datasheet.lovatoelectric.com/Rotary_cam_switches/POL/GX4054P.pdf | Enclosed rotary cam switch GX series, changeover switch without 0, 1 pole 40A in plastic enclosure 110X110mm with black handle | http://datasheet.lovatoelectric.com/Rotary_cam_switches/RON/GX4054P.pdf
GX4054U |  |  | Rotary cam switch GX series, changeover switch without 0, 1 pole 40A, for front mounting with black handle, front plate 65X65mm | http://datasheet.lovatoelectric.com/Rotary_cam_switches/ENG/GX4054U.pdf | Commutatore a camme serie GX, deviatore 1 polo da 40A in esecuzione per montaggio frontale con maniglia nera, mostrina 65X65mm | http://datasheet.lovatoelectric.com/Rotary_cam_switches/ITA/GX4054U.pdf | Łącznik krzywkowy serii GX, przełącznik sieci bez 0, 1 pole, 40A, do montażu tablicowego, z czarnym pokrętłem i tabliczką 65x65mm | http://datasheet.lovatoelectric.com/Rotary_cam_switches/POL/GX4054U.pdf | Rotary cam switch GX series, changeover switch without 0, 1 pole 40A, for front mounting with black handle, front plate 65X65mm | http://datasheet.lovatoelectric.com/Rotary_cam_switches/RON/GX4054U.pdf
GX4055O |  |  | Rotary cam switch GX series, changeover switch without 0, 2 poles 40A, for rear mounting with black handle, front plate 65X65mm | http://datasheet.lovatoelectric.com/Rotary_cam_switches/ENG/GX4055O.pdf | Commutatore a camme serie GX, deviatore 2 poli da 40A in esecuzione per montaggio a fondo quadro con maniglia nera, mostrina 65X65mm | http://datasheet.lovatoelectric.com/Rotary_cam_switches/ITA/GX4055O.pdf | Łącznik krzywkowy serii GX, przełącznik sieci bez 0, 2 pola, 40A, do montażu wewnątrz szafy z czarnym pokrętłem i tabliczką 65x65mm | http://datasheet.lovatoelectric.com/Rotary_cam_switches/POL/GX4055O.pdf | Rotary cam switch GX series, changeover switch without 0, 2 poles 40A, for rear mounting with black handle, front plate 65X65mm | http://datasheet.lovatoelectric.com/Rotary_cam_switches/RON/GX4055O.pdf
GX4055P |  |  | Enclosed rotary cam switch GX series, changeover switch without 0, 2 poles 40A in plastic enclosure 110X110mm with black handle | http://datasheet.lovatoelectric.com/Rotary_cam_switches/ENG/GX4055P.pdf | Commutatore a camme serie GX, deviatore 2 poli da 40A in cassetta plastica 110X110mm con maniglia nera | http://datasheet.lovatoelectric.com/Rotary_cam_switches/ITA/GX4055P.pdf | Łącznik krzywkowy serii GX, przełącznik sieci bez 0, 2 pola, 40A, w obudowie 110x110mm i czarnym pokrętłem | http://datasheet.lovatoelectric.com/Rotary_cam_switches/POL/GX4055P.pdf | Enclosed rotary cam switch GX series, changeover switch without 0, 2 poles 40A in plastic enclosure 110X110mm with black handle | http://datasheet.lovatoelectric.com/Rotary_cam_switches/RON/GX4055P.pdf
GX4055U |  |  | Rotary cam switch GX series, changeover switch without 0, 2 poles 40A, for front mounting with black handle, front plate 65X65mm | http://datasheet.lovatoelectric.com/Rotary_cam_switches/ENG/GX4055U.pdf | Commutatore a camme serie GX, deviatore 2 poli da 40A in esecuzione per montaggio frontale con maniglia nera, mostrina 65X65mm | http://datasheet.lovatoelectric.com/Rotary_cam_switches/ITA/GX4055U.pdf | Łącznik krzywkowy serii GX, przełącznik sieci bez 0, 2 pola, 40A, do montażu tablicowego, z czarnym pokrętłem i tabliczką 65x65mm | http://datasheet.lovatoelectric.com/Rotary_cam_switches/POL/GX4055U.pdf | Rotary cam switch GX series, changeover switch without 0, 2 poles 40A, for front mounting with black handle, front plate 65X65mm | http://datasheet.lovatoelectric.com/Rotary_cam_switches/RON/GX4055U.pdf
GX4056O |  |  | Rotary cam switch GX series, changeover switch without 0, 3 poles 40A, for rear mounting with black handle, front plate 65X65mm | http://datasheet.lovatoelectric.com/Rotary_cam_switches/ENG/GX4056O.pdf | Commutatore a camme serie GX, deviatore 3 poli da 40A in esecuzione per montaggio a fondo quadro con maniglia nera, mostrina 65X65mm | http://datasheet.lovatoelectric.com/Rotary_cam_switches/ITA/GX4056O.pdf | Łącznik krzywkowy serii GX, przełącznik sieci bez 0, 3 pola, 40A, do montażu wewnątrz szafy z czarnym pokrętłem i tabliczką 65x65mm | http://datasheet.lovatoelectric.com/Rotary_cam_switches/POL/GX4056O.pdf | Rotary cam switch GX series, changeover switch without 0, 3 poles 40A, for rear mounting with black handle, front plate 65X65mm | http://datasheet.lovatoelectric.com/Rotary_cam_switches/RON/GX4056O.pdf
GX4056P |  |  | Enclosed rotary cam switch GX series, changeover switch without 0, 3 poles 40A in plastic enclosure 110X110mm with black handle | http://datasheet.lovatoelectric.com/Rotary_cam_switches/ENG/GX4056P.pdf | Commutatore a camme serie GX, deviatore 3 poli da 40A in cassetta plastica 110X110mm con maniglia nera | http://datasheet.lovatoelectric.com/Rotary_cam_switches/ITA/GX4056P.pdf | Łącznik krzywkowy serii GX, przełącznik sieci bez 0, 3 pola, 40A, w obudowie 110x110mm i czarnym pokrętłem | http://datasheet.lovatoelectric.com/Rotary_cam_switches/POL/GX4056P.pdf | Enclosed rotary cam switch GX series, changeover switch without 0, 3 poles 40A in plastic enclosure 110X110mm with black handle | http://datasheet.lovatoelectric.com/Rotary_cam_switches/RON/GX4056P.pdf
GX4056U |  |  | Rotary cam switch GX series, changeover switch without 0, 3 poles 40A, for front mounting with black handle, front plate 65X65mm | http://datasheet.lovatoelectric.com/Rotary_cam_switches/ENG/GX4056U.pdf | Commutatore a camme serie GX, deviatore 3 poli da 40A in esecuzione per montaggio frontale con maniglia nera, mostrina 65X65mm | http://datasheet.lovatoelectric.com/Rotary_cam_switches/ITA/GX4056U.pdf | Łącznik krzywkowy serii GX, przełącznik sieci bez 0, 3 pola, 40A, do montażu tablicowego, z czarnym pokrętłem i tabliczką 65x65mm | http://datasheet.lovatoelectric.com/Rotary_cam_switches/POL/GX4056U.pdf | Rotary cam switch GX series, changeover switch without 0, 3 poles 40A, for front mounting with black handle, front plate 65X65mm | http://datasheet.lovatoelectric.com/Rotary_cam_switches/RON/GX4056U.pdf
GX4066O |  |  | Rotary cam switch GX series, voltmeter switch for phase-neutral and phase-phase voltages 40A, for rear mounting with black handle, front plate 65X65mm | http://datasheet.lovatoelectric.com/Rotary_cam_switches/ENG/GX4066O.pdf | Commutatore a camme serie GX, commutatore voltmetrico per tensioni di fase e concatenate da 40A in esecuzione per montaggio a fondo quadro con maniglia nera, mostrina 65X65mm | http://datasheet.lovatoelectric.com/Rotary_cam_switches/ITA/GX4066O.pdf | Łącznik krzywkowy serii GX, przełącznik woltomierzy, napięcia fazowe i międzyfazowe, 40A, do montażu wewnątrz szafy z czarnym pokrętłem i tabliczką 65x65mm | http://datasheet.lovatoelectric.com/Rotary_cam_switches/POL/GX4066O.pdf | Rotary cam switch GX series, voltmeter switch for phase-neutral and phase-phase voltages 40A, for rear mounting with black handle, front plate 65X65mm | http://datasheet.lovatoelectric.com/Rotary_cam_switches/RON/GX4066O.pdf
GX4066U |  |  | Rotary cam switch GX series, voltmeter switch for phase-neutral and phase-phase voltages 40A, for front mounting with black handle, front plate 65X65mm | http://datasheet.lovatoelectric.com/Rotary_cam_switches/ENG/GX4066U.pdf | Commutatore a camme serie GX, commutatore voltmetrico per tensioni di fase e concatenate da 40A in esecuzione per montaggio frontale con maniglia nera, mostrina 65X65mm | http://datasheet.lovatoelectric.com/Rotary_cam_switches/ITA/GX4066U.pdf | Łącznik krzywkowy serii GX, przełącznik woltomierzy, napięcia fazowe i międzyfazowe, 40A, do montażu tablicowego, z czarnym pokrętłem i tabliczką 65x65mm | http://datasheet.lovatoelectric.com/Rotary_cam_switches/POL/GX4066U.pdf | Rotary cam switch GX series, voltmeter switch for phase-neutral and phase-phase voltages 40A, for front mounting with black handle, front plate 65X65mm | http://datasheet.lovatoelectric.com/Rotary_cam_switches/RON/GX4066U.pdf
GX4067O |  |  | Rotary cam switch GX series, voltmeter switch for phase-phase voltages 40A, for rear mounting with black handle, front plate 65X65mm | http://datasheet.lovatoelectric.com/Rotary_cam_switches/ENG/GX4067O.pdf | Commutatore a camme serie GX, commutatore voltmetrico per tensioni concatenate da 40A in esecuzione per montaggio a fondo quadro con maniglia nera, mostrina 65X65mm | http://datasheet.lovatoelectric.com/Rotary_cam_switches/ITA/GX4067O.pdf | Łącznik krzywkowy serii GX, przełącznik woltomierzy, napięcia międzyfazowe, 40A, do montażu wewnątrz szafy z czarnym pokrętłem i tabliczką 65x65mm | http://datasheet.lovatoelectric.com/Rotary_cam_switches/POL/GX4067O.pdf | Rotary cam switch GX series, voltmeter switch for phase-phase voltages 40A, for rear mounting with black handle, front plate 65X65mm | http://datasheet.lovatoelectric.com/Rotary_cam_switches/RON/GX4067O.pdf
GX4067U |  |  | Rotary cam switch GX series, voltmeter switch for phase-phase voltages 40A, for front mounting with black handle, front plate 65X65mm | http://datasheet.lovatoelectric.com/Rotary_cam_switches/ENG/GX4067U.pdf | Commutatore a camme serie GX, commutatore voltmetrico per tensioni concatenate da 40A in esecuzione per montaggio frontale con maniglia nera, mostrina 65X65mm | http://datasheet.lovatoelectric.com/Rotary_cam_switches/ITA/GX4067U.pdf | Łącznik krzywkowy serii GX, przełącznik woltomierzy, napięcia międzyfazowe, 40A, do montażu tablicowego, z czarnym pokrętłem i tabliczką 65x65mm | http://datasheet.lovatoelectric.com/Rotary_cam_switches/POL/GX4067U.pdf | Rotary cam switch GX series, voltmeter switch for phase-phase voltages 40A, for front mounting with black handle, front plate 65X65mm | http://datasheet.lovatoelectric.com/Rotary_cam_switches/RON/GX4067U.pdf
GX4068O |  |  | Rotary cam switch GX series, voltmeter switch for phase-neutral voltages 40A, for rear mounting with black handle, front plate 65X65mm | http://datasheet.lovatoelectric.com/Rotary_cam_switches/ENG/GX4068O.pdf | Commutatore a camme serie GX, commutatore voltmetrico per tensioni di fase da 40A in esecuzione per montaggio a fondo quadro con maniglia nera, mostrina 65X65mm | http://datasheet.lovatoelectric.com/Rotary_cam_switches/ITA/GX4068O.pdf | Łącznik krzywkowy serii GX, przełącznik woltomierzy, napięcia fazowe, 40A, do montażu wewnątrz szafy z czarnym pokrętłem i tabliczką 65x65mm | http://datasheet.lovatoelectric.com/Rotary_cam_switches/POL/GX4068O.pdf | Rotary cam switch GX series, voltmeter switch for phase-neutral voltages 40A, for rear mounting with black handle, front plate 65X65mm | http://datasheet.lovatoelectric.com/Rotary_cam_switches/RON/GX4068O.pdf
GX4068U |  |  | Rotary cam switch GX series, voltmeter switch for phase-neutral voltages 40A, for front mounting with black handle, front plate 65X65mm | http://datasheet.lovatoelectric.com/Rotary_cam_switches/ENG/GX4068U.pdf | Commutatore a camme serie GX, commutatore voltmetrico per tensioni cdi fase da 40A in esecuzione per montaggio frontale con maniglia nera, mostrina 65X65mm | http://datasheet.lovatoelectric.com/Rotary_cam_switches/ITA/GX4068U.pdf | Łącznik krzywkowy serii GX, przełącznik woltomierzy, napięcia fazowe, 40A, do montażu tablicowego, z czarnym pokrętłem i tabliczką 65x65mm | http://datasheet.lovatoelectric.com/Rotary_cam_switches/POL/GX4068U.pdf | Rotary cam switch GX series, voltmeter switch for phase-neutral voltages 40A, for front mounting with black handle, front plate 65X65mm | http://datasheet.lovatoelectric.com/Rotary_cam_switches/RON/GX4068U.pdf
GX4069O |  |  | Rotary cam switch GX series, changeover switch without 0, 4 poles 40A, for rear mounting with black handle, front plate 65X65mm | http://datasheet.lovatoelectric.com/Rotary_cam_switches/ENG/GX4069O.pdf | Commutatore a camme serie GX, deviatore 4 poli da 40A in esecuzione per montaggio a fondo quadro con maniglia nera, mostrina 65X65mm | http://datasheet.lovatoelectric.com/Rotary_cam_switches/ITA/GX4069O.pdf | Łącznik krzywkowy serii GX, przełącznik sieci bez 0, 4 pola, 40A, do montażu wewnątrz szafy z czarnym pokrętłem i tabliczką 65x65mm | http://datasheet.lovatoelectric.com/Rotary_cam_switches/POL/GX4069O.pdf | Rotary cam switch GX series, changeover switch without 0, 4 poles 40A, for rear mounting with black handle, front plate 65X65mm | http://datasheet.lovatoelectric.com/Rotary_cam_switches/RON/GX4069O.pdf
GX4069P |  |  | Enclosed rotary cam switch GX series, changeover switch without 0, 4 poles 40A in plastic enclosure 110X110mm with black handle | http://datasheet.lovatoelectric.com/Rotary_cam_switches/ENG/GX4069P.pdf | Commutatore a camme serie GX, deviatore 4 poli da 40A in cassetta plastica 110X110mm con maniglia nera | http://datasheet.lovatoelectric.com/Rotary_cam_switches/ITA/GX4069P.pdf | Łącznik krzywkowy serii GX, przełącznik sieci bez 0, 4 pola, 40A, w obudowie 110x110mm i czarnym pokrętłem | http://datasheet.lovatoelectric.com/Rotary_cam_switches/POL/GX4069P.pdf | Enclosed rotary cam switch GX series, changeover switch without 0, 4 poles 40A in plastic enclosure 110X110mm with black handle | http://datasheet.lovatoelectric.com/Rotary_cam_switches/RON/GX4069P.pdf
GX4069U |  |  | Rotary cam switch GX series, changeover switch without 0, 4 poles 40A, for front mounting with black handle, front plate 65X65mm | http://datasheet.lovatoelectric.com/Rotary_cam_switches/ENG/GX4069U.pdf | Commutatore a camme serie GX, deviatore 4 poli da 40A in esecuzione per montaggio frontale con maniglia nera, mostrina 65X65mm | http://datasheet.lovatoelectric.com/Rotary_cam_switches/ITA/GX4069U.pdf | Łącznik krzywkowy serii GX, przełącznik sieci bez 0, 4 pola, 40A, do montażu tablicowego, z czarnym pokrętłem i tabliczką 65x65mm | http://datasheet.lovatoelectric.com/Rotary_cam_switches/POL/GX4069U.pdf | Rotary cam switch GX series, changeover switch without 0, 4 poles 40A, for front mounting with black handle, front plate 65X65mm | http://datasheet.lovatoelectric.com/Rotary_cam_switches/RON/GX4069U.pdf
GX4075O |  |  | Rotary cam switch GX series, changeover switch 4 poles 40A, for rear mounting with black handle, front plate 65X65mm | http://datasheet.lovatoelectric.com/Rotary_cam_switches/ENG/GX4075O.pdf | Commutatore a camme serie GX, commutatore 4 poli da 40A in esecuzione per montaggio a fondo quadro con maniglia nera, mostrina 65X65mm | http://datasheet.lovatoelectric.com/Rotary_cam_switches/ITA/GX4075O.pdf | Łącznik krzywkowy serii GX, przełącznik sieci, 4 pola, 40A, do montażu wewnątrz szafy z czarnym pokrętłem i tabliczką 65x65mm | http://datasheet.lovatoelectric.com/Rotary_cam_switches/POL/GX4075O.pdf | Rotary cam switch GX series, changeover switch 4 poles 40A, for rear mounting with black handle, front plate 65X65mm | http://datasheet.lovatoelectric.com/Rotary_cam_switches/RON/GX4075O.pdf
GX4075P |  |  | Enclosed rotary cam switch GX series, changeover switch 4 poles 40A in plastic enclosure 110X110mm with black handle | http://datasheet.lovatoelectric.com/Rotary_cam_switches/ENG/GX4075P.pdf | Commutatore a camme serie GX, commutatore 4 poli da 40A in cassetta plastica 110X110mm con maniglia nera | http://datasheet.lovatoelectric.com/Rotary_cam_switches/ITA/GX4075P.pdf | Łącznik krzywkowy serii GX, przełącznik sieci, 4 pola, 40A, w obudowie 110x110mm i czarnym pokrętłem | http://datasheet.lovatoelectric.com/Rotary_cam_switches/POL/GX4075P.pdf | Enclosed rotary cam switch GX series, changeover switch 4 poles 40A in plastic enclosure 110X110mm with black handle | http://datasheet.lovatoelectric.com/Rotary_cam_switches/RON/GX4075P.pdf
GX4075U |  |  | Rotary cam switch GX series, changeover switch 4 poles 40A, for front mounting with black handle, front plate 65X65mm | http://datasheet.lovatoelectric.com/Rotary_cam_switches/ENG/GX4075U.pdf | Commutatore a camme serie GX, commutatore 4 poli da 40A in esecuzione per montaggio frontale con maniglia nera, mostrina 65X65mm | http://datasheet.lovatoelectric.com/Rotary_cam_switches/ITA/GX4075U.pdf | Łącznik krzywkowy serii GX, przełącznik sieci, 4 pola, 40A, do montażu tablicowego, z czarnym pokrętłem i tabliczką 65x65mm | http://datasheet.lovatoelectric.com/Rotary_cam_switches/POL/GX4075U.pdf | Rotary cam switch GX series, changeover switch 4 poles 40A, for front mounting with black handle, front plate 65X65mm | http://datasheet.lovatoelectric.com/Rotary_cam_switches/RON/GX4075U.pdf
GX4082O |  |  | Rotary cam switch GX series, multi-step 1-2-3, 1 pole 40A, for rear mounting with black handle, front plate 65X65mm | http://datasheet.lovatoelectric.com/Rotary_cam_switches/ENG/GX4082O.pdf | Commutatore a camme serie GX, multivia 1-2-3 1 polo da 40A in esecuzione per montaggio a fondo quadro con maniglia nera, mostrina 65X65mm | http://datasheet.lovatoelectric.com/Rotary_cam_switches/ITA/GX4082O.pdf | Łącznik krzywkowy serii GX, wielopozycyjny 1-2-3, 1 pole, 40A, do montażu wewnątrz szafy z czarnym pokrętłem i tabliczką 65x65mm | http://datasheet.lovatoelectric.com/Rotary_cam_switches/POL/GX4082O.pdf | Rotary cam switch GX series, multi-step 1-2-3, 1 pole 40A, for rear mounting with black handle, front plate 65X65mm | http://datasheet.lovatoelectric.com/Rotary_cam_switches/RON/GX4082O.pdf
GX4082P |  |  | Enclosed rotary cam switch GX series, multi-step 1-2-3, 1 pole 40A in plastic enclosure 110X110mm with black handle | http://datasheet.lovatoelectric.com/Rotary_cam_switches/ENG/GX4082P.pdf | Commutatore a camme serie GX, multivia 1-2-3 1 polo da 40A in cassetta plastica 110X110mm con maniglia nera | http://datasheet.lovatoelectric.com/Rotary_cam_switches/ITA/GX4082P.pdf | Łącznik krzywkowy serii GX, wielopozycyjny 1-2-3, 1 pole, 40A, w obudowie 110x110mm i czarnym pokrętłem | http://datasheet.lovatoelectric.com/Rotary_cam_switches/POL/GX4082P.pdf | Enclosed rotary cam switch GX series, multi-step 1-2-3, 1 pole 40A in plastic enclosure 110X110mm with black handle | http://datasheet.lovatoelectric.com/Rotary_cam_switches/RON/GX4082P.pdf
GX4082U |  |  | Rotary cam switch GX series, multi-step 1-2-3, 1 pole 40A, for front mounting with black handle, front plate 65X65mm | http://datasheet.lovatoelectric.com/Rotary_cam_switches/ENG/GX4082U.pdf | Commutatore a camme serie GX, multivia 1-2-3 1 polo da 40A in esecuzione per montaggio frontale con maniglia nera, mostrina 65X65mm | http://datasheet.lovatoelectric.com/Rotary_cam_switches/ITA/GX4082U.pdf | Łącznik krzywkowy serii GX, wielopozycyjny 1-2-3, 1 pole, 40A, do montażu tablicowego, z czarnym pokrętłem i tabliczką 65x65mm | http://datasheet.lovatoelectric.com/Rotary_cam_switches/POL/GX4082U.pdf | Rotary cam switch GX series, multi-step 1-2-3, 1 pole 40A, for front mounting with black handle, front plate 65X65mm | http://datasheet.lovatoelectric.com/Rotary_cam_switches/RON/GX4082U.pdf
GX4083O |  |  | Rotary cam switch GX series, multi-step 1-2-3-4, 1 pole 40A, for rear mounting with black handle, front plate 65X65mm | http://datasheet.lovatoelectric.com/Rotary_cam_switches/ENG/GX4083O.pdf | Commutatore a camme serie GX, multivia 1-2-3-4 1 polo da 40A in esecuzione per montaggio a fondo quadro con maniglia nera, mostrina 65X65mm | http://datasheet.lovatoelectric.com/Rotary_cam_switches/ITA/GX4083O.pdf | Łącznik krzywkowy serii GX, wielopozycyjny 1-2-3-4, 1 pole, 40A, do montażu wewnątrz szafy z czarnym pokrętłem i tabliczką 65x65mm | http://datasheet.lovatoelectric.com/Rotary_cam_switches/POL/GX4083O.pdf | Rotary cam switch GX series, multi-step 1-2-3-4, 1 pole 40A, for rear mounting with black handle, front plate 65X65mm | http://datasheet.lovatoelectric.com/Rotary_cam_switches/RON/GX4083O.pdf
GX4083P |  |  | Enclosed rotary cam switch GX series, multi-step 1-2-3-4, 1 pole 40A in plastic enclosure 110X110mm with black handle | http://datasheet.lovatoelectric.com/Rotary_cam_switches/ENG/GX4083P.pdf | Commutatore a camme serie GX, multivia 1-2-3-4 1 polo da 40A in cassetta plastica 110X110mm con maniglia nera | http://datasheet.lovatoelectric.com/Rotary_cam_switches/ITA/GX4083P.pdf | Łącznik krzywkowy serii GX, wielopozycyjny 1-2-3-4, 1 pole, 40A, w obudowie 110x110mm i czarnym pokrętłem | http://datasheet.lovatoelectric.com/Rotary_cam_switches/POL/GX4083P.pdf | Enclosed rotary cam switch GX series, multi-step 1-2-3-4, 1 pole 40A in plastic enclosure 110X110mm with black handle | http://datasheet.lovatoelectric.com/Rotary_cam_switches/RON/GX4083P.pdf
GX4083U |  |  | Rotary cam switch GX series, multi-step 1-2-3-4, 1 pole 40A, for front mounting with black handle, front plate 65X65mm | http://datasheet.lovatoelectric.com/Rotary_cam_switches/ENG/GX4083U.pdf | Commutatore a camme serie GX, multivia 1-2-3-4 1 polo da 40A in esecuzione per montaggio frontale con maniglia nera, mostrina 65X65mm | http://datasheet.lovatoelectric.com/Rotary_cam_switches/ITA/GX4083U.pdf | Łącznik krzywkowy serii GX, wielopozycyjny 1-2-3-4, 1 pole, 40A, do montażu tablicowego, z czarnym pokrętłem i tabliczką 65x65mm | http://datasheet.lovatoelectric.com/Rotary_cam_switches/POL/GX4083U.pdf | Rotary cam switch GX series, multi-step 1-2-3-4, 1 pole 40A, for front mounting with black handle, front plate 65X65mm | http://datasheet.lovatoelectric.com/Rotary_cam_switches/RON/GX4083U.pdf
GX4084O |  |  | Rotary cam switch GX series, multi-step 1-2-3-4-5, 1 pole 40A, for rear mounting with black handle, front plate 65X65mm | http://datasheet.lovatoelectric.com/Rotary_cam_switches/ENG/GX4084O.pdf | Commutatore a camme serie GX, multivia 1-2-3-4-5 1 polo da 40A in esecuzione per montaggio a fondo quadro con maniglia nera, mostrina 65X65mm | http://datasheet.lovatoelectric.com/Rotary_cam_switches/ITA/GX4084O.pdf | Łącznik krzywkowy serii GX, wielopozycyjny 1-2-3-4-5, 1 pole, 40A, do montażu wewnątrz szafy z czarnym pokrętłem i tabliczką 65x65mm | http://datasheet.lovatoelectric.com/Rotary_cam_switches/POL/GX4084O.pdf | Rotary cam switch GX series, multi-step 1-2-3-4-5, 1 pole 40A, for rear mounting with black handle, front plate 65X65mm | http://datasheet.lovatoelectric.com/Rotary_cam_switches/RON/GX4084O.pdf
GX4084P |  |  | Enclosed rotary cam switch GX series, multi-step 1-2-3-4-5, 1 pole 40A in plastic enclosure 110X110mm with black handle | http://datasheet.lovatoelectric.com/Rotary_cam_switches/ENG/GX4084P.pdf | Commutatore a camme serie GX, multivia 1-2-3-4-5 1 polo da 40A in cassetta plastica 110X110mm con maniglia nera | http://datasheet.lovatoelectric.com/Rotary_cam_switches/ITA/GX4084P.pdf | Łącznik krzywkowy serii GX, wielopozycyjny 1-2-3-4-5, 1 pole, 40A, w obudowie 110x110mm i czarnym pokrętłem | http://datasheet.lovatoelectric.com/Rotary_cam_switches/POL/GX4084P.pdf | Enclosed rotary cam switch GX series, multi-step 1-2-3-4-5, 1 pole 40A in plastic enclosure 110X110mm with black handle | http://datasheet.lovatoelectric.com/Rotary_cam_switches/RON/GX4084P.pdf
GX4084U |  |  | Rotary cam switch GX series, multi-step 1-2-3-4-5, 1 pole 40A, for front mounting with black handle, front plate 65X65mm | http://datasheet.lovatoelectric.com/Rotary_cam_switches/ENG/GX4084U.pdf | Commutatore a camme serie GX, multivia 1-2-3-4-5 1 polo da 40A in esecuzione per montaggio frontale con maniglia nera, mostrina 65X65mm | http://datasheet.lovatoelectric.com/Rotary_cam_switches/ITA/GX4084U.pdf | Łącznik krzywkowy serii GX, wielopozycyjny 1-2-3-4-5, 1 pole, 40A, do montażu tablicowego, z czarnym pokrętłem i tabliczką 65x65mm | http://datasheet.lovatoelectric.com/Rotary_cam_switches/POL/GX4084U.pdf | Rotary cam switch GX series, multi-step 1-2-3-4-5, 1 pole 40A, for front mounting with black handle, front plate 65X65mm | http://datasheet.lovatoelectric.com/Rotary_cam_switches/RON/GX4084U.pdf
GX4085O |  |  | Rotary cam switch GX series, multi-step 1-2-3-4-5-6, 1 pole 40A, for rear mounting with black handle, front plate 65X65mm | http://datasheet.lovatoelectric.com/Rotary_cam_switches/ENG/GX4085O.pdf | Commutatore a camme serie GX, multivia 1-2-3-4-5-6 1 polo da 40A in esecuzione per montaggio a fondo quadro con maniglia nera, mostrina 65X65mm | http://datasheet.lovatoelectric.com/Rotary_cam_switches/ITA/GX4085O.pdf | Łącznik krzywkowy serii GX, wielopozycyjny 1-2-3-4-5-6, 1 pole, 40A, do montażu wewnątrz szafy z czarnym pokrętłem i tabliczką 65x65mm | http://datasheet.lovatoelectric.com/Rotary_cam_switches/POL/GX4085O.pdf | Rotary cam switch GX series, multi-step 1-2-3-4-5-6, 1 pole 40A, for rear mounting with black handle, front plate 65X65mm | http://datasheet.lovatoelectric.com/Rotary_cam_switches/RON/GX4085O.pdf
GX4085U |  |  | Rotary cam switch GX series, multi-step 1-2-3-4-5-6, 1 pole 40A, for front mounting with black handle, front plate 65X65mm | http://datasheet.lovatoelectric.com/Rotary_cam_switches/ENG/GX4085U.pdf | Commutatore a camme serie GX, multivia 1-2-3-4-5-6 1 polo da 40A in esecuzione per montaggio frontale con maniglia nera, mostrina 65X65mm | http://datasheet.lovatoelectric.com/Rotary_cam_switches/ITA/GX4085U.pdf | Łącznik krzywkowy serii GX, wielopozycyjny 1-2-3-4-5-6, 1 pole, 40A, do montażu tablicowego, z czarnym pokrętłem i tabliczką 65x65mm | http://datasheet.lovatoelectric.com/Rotary_cam_switches/POL/GX4085U.pdf | Rotary cam switch GX series, multi-step 1-2-3-4-5-6, 1 pole 40A, for front mounting with black handle, front plate 65X65mm | http://datasheet.lovatoelectric.com/Rotary_cam_switches/RON/GX4085U.pdf
GX4086O |  |  | Rotary cam switch GX series, multi-step 1-2-3, 2 poles 40A, for rear mounting with black handle, front plate 65X65mm | http://datasheet.lovatoelectric.com/Rotary_cam_switches/ENG/GX4086O.pdf | Commutatore a camme serie GX, multivia 1-2-3 2 poli da 40A in esecuzione per montaggio a fondo quadro con maniglia nera, mostrina 65X65mm | http://datasheet.lovatoelectric.com/Rotary_cam_switches/ITA/GX4086O.pdf | Łącznik krzywkowy serii GX, wielopozycyjny 1-2-3, 2 pola, 40A, do montażu wewnątrz szafy z czarnym pokrętłem i tabliczką 65x65mm | http://datasheet.lovatoelectric.com/Rotary_cam_switches/POL/GX4086O.pdf | Rotary cam switch GX series, multi-step 1-2-3, 2 poles 40A, for rear mounting with black handle, front plate 65X65mm | http://datasheet.lovatoelectric.com/Rotary_cam_switches/RON/GX4086O.pdf
GX4086P |  |  | Enclosed rotary cam switch GX series, multi-step 1-2-3, 2 poles 40A in plastic enclosure 110X110mm with black handle | http://datasheet.lovatoelectric.com/Rotary_cam_switches/ENG/GX4086P.pdf | Commutatore a camme serie GX, multivia 1-2-3 2 poli da 40A in cassetta plastica 110X110mm con maniglia nera | http://datasheet.lovatoelectric.com/Rotary_cam_switches/ITA/GX4086P.pdf | Łącznik krzywkowy serii GX, wielopozycyjny 1-2-3, 2 pola, 40A, w obudowie 110x110mm i czarnym pokrętłem | http://datasheet.lovatoelectric.com/Rotary_cam_switches/POL/GX4086P.pdf | Enclosed rotary cam switch GX series, multi-step 1-2-3, 2 poles 40A in plastic enclosure 110X110mm with black handle | http://datasheet.lovatoelectric.com/Rotary_cam_switches/RON/GX4086P.pdf
GX4086U |  |  | Rotary cam switch GX series, multi-step 1-2-3, 2 poles 40A, for front mounting with black handle, front plate 65X65mm | http://datasheet.lovatoelectric.com/Rotary_cam_switches/ENG/GX4086U.pdf | Commutatore a camme serie GX, multivia 1-2-3 2 poli da 40A in esecuzione per montaggio frontale con maniglia nera, mostrina 65X65mm | http://datasheet.lovatoelectric.com/Rotary_cam_switches/ITA/GX4086U.pdf | Łącznik krzywkowy serii GX, wielopozycyjny 1-2-3, 2 pola, 40A, do montażu tablicowego, z czarnym pokrętłem i tabliczką 65x65mm | http://datasheet.lovatoelectric.com/Rotary_cam_switches/POL/GX4086U.pdf | Rotary cam switch GX series, multi-step 1-2-3, 2 poles 40A, for front mounting with black handle, front plate 65X65mm | http://datasheet.lovatoelectric.com/Rotary_cam_switches/RON/GX4086U.pdf
GX4087O |  |  | Rotary cam switch GX series, multi-step 1-2-3-4, 2 poles 40A, for rear mounting with black handle, front plate 65X65mm | http://datasheet.lovatoelectric.com/Rotary_cam_switches/ENG/GX4087O.pdf | Commutatore a camme serie GX, multivia 1-2-3-4 2 poli da 40A in esecuzione per montaggio a fondo quadro con maniglia nera, mostrina 65X65mm | http://datasheet.lovatoelectric.com/Rotary_cam_switches/ITA/GX4087O.pdf | Łącznik krzywkowy serii GX, wielopozycyjny 1-2-3-4, 2 pola, 40A, do montażu wewnątrz szafy z czarnym pokrętłem i tabliczką 65x65mm | http://datasheet.lovatoelectric.com/Rotary_cam_switches/POL/GX4087O.pdf | Rotary cam switch GX series, multi-step 1-2-3-4, 2 poles 40A, for rear mounting with black handle, front plate 65X65mm | http://datasheet.lovatoelectric.com/Rotary_cam_switches/RON/GX4087O.pdf
GX4087P |  |  | Enclosed rotary cam switch GX series, multi-step 1-2-3-4, 2 poles 40A in plastic enclosure 110X110mm with black handle | http://datasheet.lovatoelectric.com/Rotary_cam_switches/ENG/GX4087P.pdf | Commutatore a camme serie GX, multivia 1-2-3-4 2 poli da 40A in cassetta plastica 110X110mm con maniglia nera | http://datasheet.lovatoelectric.com/Rotary_cam_switches/ITA/GX4087P.pdf | Łącznik krzywkowy serii GX, wielopozycyjny 1-2-3-4, 2 pola, 40A, w obudowie 110x110mm i czarnym pokrętłem | http://datasheet.lovatoelectric.com/Rotary_cam_switches/POL/GX4087P.pdf | Enclosed rotary cam switch GX series, multi-step 1-2-3-4, 2 poles 40A in plastic enclosure 110X110mm with black handle | http://datasheet.lovatoelectric.com/Rotary_cam_switches/RON/GX4087P.pdf
GX4087U |  |  | Rotary cam switch GX series, multi-step 1-2-3-4, 2 poles 40A, for front mounting with black handle, front plate 65X65mm | http://datasheet.lovatoelectric.com/Rotary_cam_switches/ENG/GX4087U.pdf | Commutatore a camme serie GX, multivia 1-2-3-4 2 poli da 40A in esecuzione per montaggio frontale con maniglia nera, mostrina 65X65mm | http://datasheet.lovatoelectric.com/Rotary_cam_switches/ITA/GX4087U.pdf | Łącznik krzywkowy serii GX, wielopozycyjny 1-2-3-4, 2 pola, 40A, do montażu tablicowego, z czarnym pokrętłem i tabliczką 65x65mm | http://datasheet.lovatoelectric.com/Rotary_cam_switches/POL/GX4087U.pdf | Rotary cam switch GX series, multi-step 1-2-3-4, 2 poles 40A, for front mounting with black handle, front plate 65X65mm | http://datasheet.lovatoelectric.com/Rotary_cam_switches/RON/GX4087U.pdf
GX4090O | GX4010O.jpg | http://datasheet.lovatoelectric.com/Rotary_cam_switches/products_images/GX4010O.jpg | Rotary cam switch GX series, ON-OFF switch 1 pole 40A, for rear mounting with black handle, front plate 65X65mm | http://datasheet.lovatoelectric.com/Rotary_cam_switches/ENG/GX4090O.pdf | Commutatore a camme serie GX, interruttore 1 polo da 40A in esecuzione per montaggio a fondo quadro con maniglia nera, mostrina 65X65mm | http://datasheet.lovatoelectric.com/Rotary_cam_switches/ITA/GX4090O.pdf | Łącznik krzywkowy serii GX, rozłącznik, 1 pole, 40A, do montażu wewnątrz szafy z czarnym pokrętłem i tabliczką 65x65mm | http://datasheet.lovatoelectric.com/Rotary_cam_switches/POL/GX4090O.pdf | Rotary cam switch GX series, ON-OFF switch 1 pole 40A, for rear mounting with black handle, front plate 65X65mm | http://datasheet.lovatoelectric.com/Rotary_cam_switches/RON/GX4090O.pdf
GX4090O88 | GX4010O88.jpg | http://datasheet.lovatoelectric.com/Rotary_cam_switches/products_images/GX4010O88.jpg | Rotary cam switch GX series, ON-OFF switch 1 pole 40A, for rear mounting with red/yellow handle padlockable in 0, door coupling and protection covers, front plate 65X65mm | http://datasheet.lovatoelectric.com/Rotary_cam_switches/ENG/GX4090O88.pdf | Commutatore a camme serie GX, interruttore 1 polo da 40A in esecuzione per montaggio a fondo quadro con maniglia giallo/rossa lucchettabile in 0 con funzione blocco porta e copriterminali, mostrina 65X65mm | http://datasheet.lovatoelectric.com/Rotary_cam_switches/ITA/GX4090O88.pdf | Łącznik krzywkowy serii GX, rozłącznik, 1 pole, 40A, do montażu wewnątrz szafy, z żółto/czerwonym pokrętłem blokowanym w pozycji 0, trzpieniem, osłonami zacisków i tabliczką 65x65mm | http://datasheet.lovatoelectric.com/Rotary_cam_switches/POL/GX4090O88.pdf | Rotary cam switch GX series, ON-OFF switch 1 pole 40A, for rear mounting with red/yellow handle padlockable in 0, door coupling and protection covers, front plate 65X65mm | http://datasheet.lovatoelectric.com/Rotary_cam_switches/RON/GX4090O88.pdf
GX4090P |  |  | Enclosed rotary cam switch GX series, ON-OFF switch 1 pole 40A in plastic enclosure 110X110mm with black handle | http://datasheet.lovatoelectric.com/Rotary_cam_switches/ENG/GX4090P.pdf | Commutatore a camme serie GX, interruttore 1 polo da 40A in cassetta plastica 110X110mm con maniglia nera | http://datasheet.lovatoelectric.com/Rotary_cam_switches/ITA/GX4090P.pdf | Łącznik krzywkowy serii GX, rozłącznik, 1 pole, 40A, w obudowie 110x110mm i czarnym pokrętłem | http://datasheet.lovatoelectric.com/Rotary_cam_switches/POL/GX4090P.pdf | Enclosed rotary cam switch GX series, ON-OFF switch 1 pole 40A in plastic enclosure 110X110mm with black handle | http://datasheet.lovatoelectric.com/Rotary_cam_switches/RON/GX4090P.pdf
GX4090P25 |  |  | Enclosed rotary cam switch GX series, ON-OFF switch 1 pole 40A in plastic enclosure 110X110mm with red/yellow handle | http://datasheet.lovatoelectric.com/Rotary_cam_switches/ENG/GX4090P25.pdf | Commutatore a camme serie GX, interruttore 1 polo da 40A in cassetta plastica 110X110mm con maniglia giallo/rossa | http://datasheet.lovatoelectric.com/Rotary_cam_switches/ITA/GX4090P25.pdf | Łącznik krzywkowy serii GX, rozłącznik, 1 pole, 40A, w obudowie 110x110mm i żółto/czerwonym pokrętłem | http://datasheet.lovatoelectric.com/Rotary_cam_switches/POL/GX4090P25.pdf | Enclosed rotary cam switch GX series, ON-OFF switch 1 pole 40A in plastic enclosure 110X110mm with red/yellow handle | http://datasheet.lovatoelectric.com/Rotary_cam_switches/RON/GX4090P25.pdf
GX4090U | GX4010U.jpg | http://datasheet.lovatoelectric.com/Rotary_cam_switches/products_images/GX4010U.jpg | Rotary cam switch GX series, ON-OFF switch 1 pole 40A, for front mounting with black handle, front plate 65X65mm | http://datasheet.lovatoelectric.com/Rotary_cam_switches/ENG/GX4090U.pdf | Commutatore a camme serie GX, interruttore 1 polo da 40A in esecuzione per montaggio frontale con maniglia nera, mostrina 65X65mm | http://datasheet.lovatoelectric.com/Rotary_cam_switches/ITA/GX4090U.pdf | Łącznik krzywkowy serii GX, rozłącznik, 1 pole, 40A, do montażu tablicowego, z czarnym pokrętłem i tabliczką 65x65mm | http://datasheet.lovatoelectric.com/Rotary_cam_switches/POL/GX4090U.pdf | Rotary cam switch GX series, ON-OFF switch 1 pole 40A, for front mounting with black handle, front plate 65X65mm | http://datasheet.lovatoelectric.com/Rotary_cam_switches/RON/GX4090U.pdf
GX4090U25 | GX4010U25.jpg | http://datasheet.lovatoelectric.com/Rotary_cam_switches/products_images/GX4010U25.jpg | Rotary cam switch GX series, ON-OFF switch 1 pole 40A, for front mounting with red/yellow handle padlockable in 0 and protection covers, front plate 65X65mm | http://datasheet.lovatoelectric.com/Rotary_cam_switches/ENG/GX4090U25.pdf | Commutatore a camme serie GX, interruttore 1 polo da 40A in esecuzione per montaggio frontale con maniglia giallo/rossa lucchettabile in 0 e copriterminali, mostrina 65X65mm | http://datasheet.lovatoelectric.com/Rotary_cam_switches/ITA/GX4090U25.pdf | Łącznik krzywkowy serii GX, rozłącznik, 1 pole, 40A, do montażu tablicowego, z żółto/czerwonym pokrętłem blokowanym w pozycji 0, osłonami zacisków i tabliczką 65x65mm | http://datasheet.lovatoelectric.com/Rotary_cam_switches/POL/GX4090U25.pdf | Rotary cam switch GX series, ON-OFF switch 1 pole 40A, for front mounting with red/yellow handle padlockable in 0 and protection covers, front plate 65X65mm | http://datasheet.lovatoelectric.com/Rotary_cam_switches/RON/GX4090U25.pdf
GX4091O | GX4010O.jpg | http://datasheet.lovatoelectric.com/Rotary_cam_switches/products_images/GX4010O.jpg | Rotary cam switch GX series, ON-OFF switch 2 poles 40A, for rear mounting with black handle, front plate 65X65mm | http://datasheet.lovatoelectric.com/Rotary_cam_switches/ENG/GX4091O.pdf | Commutatore a camme serie GX, interruttore 2 poli da 40A in esecuzione per montaggio a fondo quadro con maniglia nera, mostrina 65X65mm | http://datasheet.lovatoelectric.com/Rotary_cam_switches/ITA/GX4091O.pdf | Łącznik krzywkowy serii GX, rozłącznik, 2 pola, 40A, do montażu wewnątrz szafy z czarnym pokrętłem i tabliczką 65x65mm | http://datasheet.lovatoelectric.com/Rotary_cam_switches/POL/GX4091O.pdf | Rotary cam switch GX series, ON-OFF switch 2 poles 40A, for rear mounting with black handle, front plate 65X65mm | http://datasheet.lovatoelectric.com/Rotary_cam_switches/RON/GX4091O.pdf
GX4091O88 | GX4010O88.jpg | http://datasheet.lovatoelectric.com/Rotary_cam_switches/products_images/GX4010O88.jpg | Rotary cam switch GX series, ON-OFF switch 2 poles 40A, for rear mounting with red/yellow handle padlockable in 0, door coupling and protection covers, front plate 65X65mm | http://datasheet.lovatoelectric.com/Rotary_cam_switches/ENG/GX4091O88.pdf | Commutatore a camme serie GX, interruttore 2 poli da 40A in esecuzione per montaggio a fondo quadro con maniglia giallo/rossa lucchettabile in 0 con funzione blocco porta e copriterminali, mostrina 65X65mm | http://datasheet.lovatoelectric.com/Rotary_cam_switches/ITA/GX4091O88.pdf | Łącznik krzywkowy serii GX, rozłącznik, 2 pola, 40A, do montażu wewnątrz szafy, z żółto/czerwonym pokrętłem blokowanym w pozycji 0, trzpieniem, osłonami zacisków i tabliczką 65x65mm | http://datasheet.lovatoelectric.com/Rotary_cam_switches/POL/GX4091O88.pdf | Rotary cam switch GX series, ON-OFF switch 2 poles 40A, for rear mounting with red/yellow handle padlockable in 0, door coupling and protection covers, front plate 65X65mm | http://datasheet.lovatoelectric.com/Rotary_cam_switches/RON/GX4091O88.pdf
GX4091P |  |  | Enclosed rotary cam switch GX series, ON-OFF switch 2 poles 40A in plastic enclosure 110X110mm with black handle | http://datasheet.lovatoelectric.com/Rotary_cam_switches/ENG/GX4091P.pdf | Commutatore a camme serie GX, interruttore 2 poli da 40A in cassetta plastica 110X110mm con maniglia nera | http://datasheet.lovatoelectric.com/Rotary_cam_switches/ITA/GX4091P.pdf | Łącznik krzywkowy serii GX, rozłącznik, 2 pola, 40A, w obudowie 110x110mm i czarnym pokrętłem | http://datasheet.lovatoelectric.com/Rotary_cam_switches/POL/GX4091P.pdf | Enclosed rotary cam switch GX series, ON-OFF switch 2 poles 40A in plastic enclosure 110X110mm with black handle | http://datasheet.lovatoelectric.com/Rotary_cam_switches/RON/GX4091P.pdf
GX4091P25 |  |  | Enclosed rotary cam switch GX series, ON-OFF switch 2 poles 40A in plastic enclosure 110X110mm with red/yellow handle | http://datasheet.lovatoelectric.com/Rotary_cam_switches/ENG/GX4091P25.pdf | Commutatore a camme serie GX, interruttore 2 poli da 40A in cassetta plastica 110X110mm con maniglia giallo/rossa | http://datasheet.lovatoelectric.com/Rotary_cam_switches/ITA/GX4091P25.pdf | Łącznik krzywkowy serii GX, rozłącznik, 2 pola, 40A, w obudowie 110x110mm i żółto/czerwonym pokrętłem | http://datasheet.lovatoelectric.com/Rotary_cam_switches/POL/GX4091P25.pdf | Enclosed rotary cam switch GX series, ON-OFF switch 2 poles 40A in plastic enclosure 110X110mm with red/yellow handle | http://datasheet.lovatoelectric.com/Rotary_cam_switches/RON/GX4091P25.pdf
GX4091U | GX4010U.jpg | http://datasheet.lovatoelectric.com/Rotary_cam_switches/products_images/GX4010U.jpg | Rotary cam switch GX series, ON-OFF switch 2 poles 40A, for front mounting with black handle, front plate 65X65mm | http://datasheet.lovatoelectric.com/Rotary_cam_switches/ENG/GX4091U.pdf | Commutatore a camme serie GX, interruttore 2 poli da 40A in esecuzione per montaggio frontale con maniglia nera, mostrina 65X65mm | http://datasheet.lovatoelectric.com/Rotary_cam_switches/ITA/GX4091U.pdf | Łącznik krzywkowy serii GX, rozłącznik, 2 pola, 40A, do montażu tablicowego, z czarnym pokrętłem i tabliczką 65x65mm | http://datasheet.lovatoelectric.com/Rotary_cam_switches/POL/GX4091U.pdf | Rotary cam switch GX series, ON-OFF switch 2 poles 40A, for front mounting with black handle, front plate 65X65mm | http://datasheet.lovatoelectric.com/Rotary_cam_switches/RON/GX4091U.pdf
GX4091U25 | GX4010U25.jpg | http://datasheet.lovatoelectric.com/Rotary_cam_switches/products_images/GX4010U25.jpg | Rotary cam switch GX series, ON-OFF switch 2 poles 40A, for front mounting with red/yellow handle padlockable in 0 and protection covers, front plate 65X65mm | http://datasheet.lovatoelectric.com/Rotary_cam_switches/ENG/GX4091U25.pdf | Commutatore a camme serie GX, interruttore 2 poli da 40A in esecuzione per montaggio frontale con maniglia giallo/rossa lucchettabile in 0 e copriterminali, mostrina 65X65mm | http://datasheet.lovatoelectric.com/Rotary_cam_switches/ITA/GX4091U25.pdf | Łącznik krzywkowy serii GX, rozłącznik, 2 pola, 40A, do montażu tablicowego, z żółto/czerwonym pokrętłem blokowanym w pozycji 0, osłonami zacisków i tabliczką 65x65mm | http://datasheet.lovatoelectric.com/Rotary_cam_switches/POL/GX4091U25.pdf | Rotary cam switch GX series, ON-OFF switch 2 poles 40A, for front mounting with red/yellow handle padlockable in 0 and protection covers, front plate 65X65mm | http://datasheet.lovatoelectric.com/Rotary_cam_switches/RON/GX4091U25.pdf
GX4092O | GX4010O.jpg | http://datasheet.lovatoelectric.com/Rotary_cam_switches/products_images/GX4010O.jpg | Rotary cam switch GX series, ON-OFF switch 4 poles 40A, for rear mounting with black handle, front plate 65X65mm | http://datasheet.lovatoelectric.com/Rotary_cam_switches/ENG/GX4092O.pdf | Commutatore a camme serie GX, interruttore 4 poli da 40A in esecuzione per montaggio a fondo quadro con maniglia nera, mostrina 65X65mm | http://datasheet.lovatoelectric.com/Rotary_cam_switches/ITA/GX4092O.pdf | Łącznik krzywkowy serii GX, rozłącznik, 4 pola, 40A, do montażu wewnątrz szafy z czarnym pokrętłem i tabliczką 65x65mm | http://datasheet.lovatoelectric.com/Rotary_cam_switches/POL/GX4092O.pdf | Rotary cam switch GX series, ON-OFF switch 4 poles 40A, for rear mounting with black handle, front plate 65X65mm | http://datasheet.lovatoelectric.com/Rotary_cam_switches/RON/GX4092O.pdf
GX4092O88 | GX4010O88.jpg | http://datasheet.lovatoelectric.com/Rotary_cam_switches/products_images/GX4010O88.jpg | Rotary cam switch GX series, ON-OFF switch 4 poles 40A, for rear mounting with red/yellow handle padlockable in 0, door coupling and protection covers, front plate 65X65mm | http://datasheet.lovatoelectric.com/Rotary_cam_switches/ENG/GX4092O88.pdf | Commutatore a camme serie GX, interruttore 4 poli da 40A in esecuzione per montaggio a fondo quadro con maniglia giallo/rossa lucchettabile in 0 con funzione blocco porta e copriterminali, mostrina 65X65mm | http://datasheet.lovatoelectric.com/Rotary_cam_switches/ITA/GX4092O88.pdf | Łącznik krzywkowy serii GX, rozłącznik, 4 pola, 40A, do montażu wewnątrz szafy, z żółto/czerwonym pokrętłem blokowanym w pozycji 0, trzpieniem, osłonami zacisków i tabliczką 65x65mm | http://datasheet.lovatoelectric.com/Rotary_cam_switches/POL/GX4092O88.pdf | Rotary cam switch GX series, ON-OFF switch 4 poles 40A, for rear mounting with red/yellow handle padlockable in 0, door coupling and protection covers, front plate 65X65mm | http://datasheet.lovatoelectric.com/Rotary_cam_switches/RON/GX4092O88.pdf
GX4092P |  |  | Enclosed rotary cam switch GX series, ON-OFF switch 4 poles 40A in plastic enclosure 110X110mm with black handle | http://datasheet.lovatoelectric.com/Rotary_cam_switches/ENG/GX4092P.pdf | Commutatore a camme serie GX, interruttore 4 poli da 40A in cassetta plastica 110X110mm con maniglia nera | http://datasheet.lovatoelectric.com/Rotary_cam_switches/ITA/GX4092P.pdf | Łącznik krzywkowy serii GX, rozłącznik, 4 pola, 40A, w obudowie 110x110mm i czarnym pokrętłem | http://datasheet.lovatoelectric.com/Rotary_cam_switches/POL/GX4092P.pdf | Enclosed rotary cam switch GX series, ON-OFF switch 4 poles 40A in plastic enclosure 110X110mm with black handle | http://datasheet.lovatoelectric.com/Rotary_cam_switches/RON/GX4092P.pdf
GX4092P25 |  |  | Enclosed rotary cam switch GX series, ON-OFF switch 4 poles 40A in plastic enclosure 110X110mm with red/yellow handle | http://datasheet.lovatoelectric.com/Rotary_cam_switches/ENG/GX4092P25.pdf | Commutatore a camme serie GX, interruttore 4 poli da 40A in cassetta plastica 110X110mm con maniglia giallo/rossa | http://datasheet.lovatoelectric.com/Rotary_cam_switches/ITA/GX4092P25.pdf | Łącznik krzywkowy serii GX, rozłącznik, 4 pola, 40A, w obudowie 110x110mm i żółto/czerwonym pokrętłem | http://datasheet.lovatoelectric.com/Rotary_cam_switches/POL/GX4092P25.pdf | Enclosed rotary cam switch GX series, ON-OFF switch 4 poles 40A in plastic enclosure 110X110mm with red/yellow handle | http://datasheet.lovatoelectric.com/Rotary_cam_switches/RON/GX4092P25.pdf
GX4092U | GX4010U.jpg | http://datasheet.lovatoelectric.com/Rotary_cam_switches/products_images/GX4010U.jpg | Rotary cam switch GX series, ON-OFF switch 4 poles 40A, for front mounting with black handle, front plate 65X65mm | http://datasheet.lovatoelectric.com/Rotary_cam_switches/ENG/GX4092U.pdf | Commutatore a camme serie GX, interruttore 4 poli da 40A in esecuzione per montaggio frontale con maniglia nera, mostrina 65X65mm | http://datasheet.lovatoelectric.com/Rotary_cam_switches/ITA/GX4092U.pdf | Łącznik krzywkowy serii GX, rozłącznik, 4 pola, 40A, do montażu tablicowego, z czarnym pokrętłem i tabliczką 65x65mm | http://datasheet.lovatoelectric.com/Rotary_cam_switches/POL/GX4092U.pdf | Rotary cam switch GX series, ON-OFF switch 4 poles 40A, for front mounting with black handle, front plate 65X65mm | http://datasheet.lovatoelectric.com/Rotary_cam_switches/RON/GX4092U.pdf
GX4092U25 | GX4010U25.jpg | http://datasheet.lovatoelectric.com/Rotary_cam_switches/products_images/GX4010U25.jpg | Rotary cam switch GX series, ON-OFF switch 4 poles 40A, for front mounting with red/yellow handle padlockable in 0 and protection covers, front plate 65X65mm | http://datasheet.lovatoelectric.com/Rotary_cam_switches/ENG/GX4092U25.pdf | Commutatore a camme serie GX, interruttore 4 poli da 40A in esecuzione per montaggio frontale con maniglia giallo/rossa lucchettabile in 0 e copriterminali, mostrina 65X65mm | http://datasheet.lovatoelectric.com/Rotary_cam_switches/ITA/GX4092U25.pdf | Łącznik krzywkowy serii GX, rozłącznik, 4 pola, 40A, do montażu tablicowego, z żółto/czerwonym pokrętłem blokowanym w pozycji 0, osłonami zacisków i tabliczką 65x65mm | http://datasheet.lovatoelectric.com/Rotary_cam_switches/POL/GX4092U25.pdf | Rotary cam switch GX series, ON-OFF switch 4 poles 40A, for front mounting with red/yellow handle padlockable in 0 and protection covers, front plate 65X65mm | http://datasheet.lovatoelectric.com/Rotary_cam_switches/RON/GX4092U25.pdf
GX4093O |  |  | Rotary cam switch GX series, multi-step 1-2-3, 3 poles 40A, for rear mounting with black handle, front plate 65X65mm | http://datasheet.lovatoelectric.com/Rotary_cam_switches/ENG/GX4093O.pdf | Commutatore a camme serie GX, multivia 1-2-3 3 poli da 40A in esecuzione per montaggio a fondo quadro con maniglia nera, mostrina 65X65mm | http://datasheet.lovatoelectric.com/Rotary_cam_switches/ITA/GX4093O.pdf | Łącznik krzywkowy serii GX, wielopozycyjny 1-2-3, 3 pola, 40A, do montażu wewnątrz szafy z czarnym pokrętłem i tabliczką 65x65mm | http://datasheet.lovatoelectric.com/Rotary_cam_switches/POL/GX4093O.pdf | Rotary cam switch GX series, multi-step 1-2-3, 3 poles 40A, for rear mounting with black handle, front plate 65X65mm | http://datasheet.lovatoelectric.com/Rotary_cam_switches/RON/GX4093O.pdf
GX4093U |  |  | Rotary cam switch GX series, multi-step 1-2-3, 3 poles 40A, for front mounting with black handle, front plate 65X65mm | http://datasheet.lovatoelectric.com/Rotary_cam_switches/ENG/GX4093U.pdf | Commutatore a camme serie GX, multivia 1-2-3 3 poli da 40A in esecuzione per montaggio frontale con maniglia nera, mostrina 65X65mm | http://datasheet.lovatoelectric.com/Rotary_cam_switches/ITA/GX4093U.pdf | Łącznik krzywkowy serii GX, wielopozycyjny 1-2-3, 3 pola, 40A, do montażu tablicowego, z czarnym pokrętłem i tabliczką 65x65mm | http://datasheet.lovatoelectric.com/Rotary_cam_switches/POL/GX4093U.pdf | Rotary cam switch GX series, multi-step 1-2-3, 3 poles 40A, for front mounting with black handle, front plate 65X65mm | http://datasheet.lovatoelectric.com/Rotary_cam_switches/RON/GX4093U.pdf
GX4094O |  |  | Rotary cam switch GX series, multi-step 1-2-3-4, 3 poles 40A, for rear mounting with black handle, front plate 65X65mm | http://datasheet.lovatoelectric.com/Rotary_cam_switches/ENG/GX4094O.pdf | Commutatore a camme serie GX, multivia 1-2-3-4 3 poli da 40A in esecuzione per montaggio a fondo quadro con maniglia nera, mostrina 65X65mm | http://datasheet.lovatoelectric.com/Rotary_cam_switches/ITA/GX4094O.pdf | Łącznik krzywkowy serii GX, wielopozycyjny 1-2-3-4, 3 pola, 40A, do montażu wewnątrz szafy z czarnym pokrętłem i tabliczką 65x65mm | http://datasheet.lovatoelectric.com/Rotary_cam_switches/POL/GX4094O.pdf | Rotary cam switch GX series, multi-step 1-2-3-4, 3 poles 40A, for rear mounting with black handle, front plate 65X65mm | http://datasheet.lovatoelectric.com/Rotary_cam_switches/RON/GX4094O.pdf
GX4094U |  |  | Rotary cam switch GX series, multi-step 1-2-3-4, 3 poles 40A, for front mounting with black handle, front plate 65X65mm | http://datasheet.lovatoelectric.com/Rotary_cam_switches/ENG/GX4094U.pdf | Commutatore a camme serie GX, multivia 1-2-3-4 3 poli da 40A in esecuzione per montaggio frontale con maniglia nera, mostrina 65X65mm | http://datasheet.lovatoelectric.com/Rotary_cam_switches/ITA/GX4094U.pdf | Łącznik krzywkowy serii GX, wielopozycyjny 1-2-3-4, 3 pola, 40A, do montażu tablicowego, z czarnym pokrętłem i tabliczką 65x65mm | http://datasheet.lovatoelectric.com/Rotary_cam_switches/POL/GX4094U.pdf | Rotary cam switch GX series, multi-step 1-2-3-4, 3 poles 40A, for front mounting with black handle, front plate 65X65mm | http://datasheet.lovatoelectric.com/Rotary_cam_switches/RON/GX4094U.pdf
GX4097O |  |  | Rotary cam switch gx series, ammeter switch 40A, for rear mounting with black handle, front plate 65X65mm | http://datasheet.lovatoelectric.com/Rotary_cam_switches/ENG/GX4097O.pdf | Commutatore a camme serie GX, commutatore amperometrico da 40A in esecuzione per montaggio a fondo quadro con maniglia nera, mostrina 65X65mm | http://datasheet.lovatoelectric.com/Rotary_cam_switches/ITA/GX4097O.pdf | Łącznik krzywkowy serii GX,przełącznik amperomierzy, 40A, do montażu wewnątrz szafy z czarnym pokrętłem i tabliczką 65x65mm | http://datasheet.lovatoelectric.com/Rotary_cam_switches/POL/GX4097O.pdf | Rotary cam switch gx series, ammeter switch 40A, for rear mounting with black handle, front plate 65X65mm | http://datasheet.lovatoelectric.com/Rotary_cam_switches/RON/GX4097O.pdf
GX4097U |  |  | Rotary cam switch GX series, ammeter switch 40A, for front mounting with black handle, front plate 65X65mm | http://datasheet.lovatoelectric.com/Rotary_cam_switches/ENG/GX4097U.pdf | Commutatore a camme serie GX, commutatore amperometrico da 40A in esecuzione per montaggio frontale con maniglia nera, mostrina 65X65mm | http://datasheet.lovatoelectric.com/Rotary_cam_switches/ITA/GX4097U.pdf | Łącznik krzywkowy serii GX, przełącznik amperomierzy, 40A, do montażu tablicowego, z czarnym pokrętłem i tabliczką 65x65mm | http://datasheet.lovatoelectric.com/Rotary_cam_switches/POL/GX4097U.pdf | Rotary cam switch GX series, ammeter switch 40A, for front mounting with black handle, front plate 65X65mm | http://datasheet.lovatoelectric.com/Rotary_cam_switches/RON/GX4097U.pdf
GX4098O |  |  | Rotary cam switch gx series, ammeter switch 40A, for rear mounting with black handle, front plate 65X65mm | http://datasheet.lovatoelectric.com/Rotary_cam_switches/ENG/GX4098O.pdf | Commutatore a camme serie GX, commutatore amperometrico da 40A in esecuzione per montaggio a fondo quadro con maniglia nera, mostrina 65X65mm | http://datasheet.lovatoelectric.com/Rotary_cam_switches/ITA/GX4098O.pdf | Łącznik krzywkowy serii GX,przełącznik amperomierzy, 40A, do montażu wewnątrz szafy z czarnym pokrętłem i tabliczką 65x65mm | http://datasheet.lovatoelectric.com/Rotary_cam_switches/POL/GX4098O.pdf | Rotary cam switch gx series, ammeter switch 40A, for rear mounting with black handle, front plate 65X65mm | http://datasheet.lovatoelectric.com/Rotary_cam_switches/RON/GX4098O.pdf
GX4098U |  |  | Rotary cam switch GX series, ammeter switch 40A, for front mounting with black handle, front plate 65X65mm | http://datasheet.lovatoelectric.com/Rotary_cam_switches/ENG/GX4098U.pdf | Commutatore a camme serie GX, commutatore amperometrico da 40A in esecuzione per montaggio frontale con maniglia nera, mostrina 65X65mm | http://datasheet.lovatoelectric.com/Rotary_cam_switches/ITA/GX4098U.pdf | Łącznik krzywkowy serii GX, przełącznik amperomierzy, 40A, do montażu tablicowego, z czarnym pokrętłem i tabliczką 65x65mm | http://datasheet.lovatoelectric.com/Rotary_cam_switches/POL/GX4098U.pdf | Rotary cam switch GX series, ammeter switch 40A, for front mounting with black handle, front plate 65X65mm | http://datasheet.lovatoelectric.com/Rotary_cam_switches/RON/GX4098U.pdf
GXA01 |  |  | Red/yellow 0-1 padlockable handle 48X48mm for 6mm/0.24" shaft (GX16…20 - 7GN12…25) | http://datasheet.lovatoelectric.com/Rotary_cam_switches/ENG/GXA01.pdf | Manopola lucchettabile 0-1 giallo/rossa 48X48mm per asta da 6mm (GX16…20 - 7GN12…25) | http://datasheet.lovatoelectric.com/Rotary_cam_switches/ITA/GXA01.pdf | Żółto-czerwone pokrętło, blokowane kłódką, do tabliczki 48x48mm i trzpienia 6mm (GX16…20 - 7GN12…25) | http://datasheet.lovatoelectric.com/Rotary_cam_switches/POL/GXA01.pdf | Red/yellow 0-1 padlockable handle 48X48mm for 6mm/0.24" shaft (GX16…20 - 7GN12…25) | http://datasheet.lovatoelectric.com/Rotary_cam_switches/RON/GXA01.pdf
GXA01H |  |  | Red/yellow 0-1 padlockable handle 65X65mm for 7mm/0.28" shaft (GX16…20 - 7GN12…25) | http://datasheet.lovatoelectric.com/Rotary_cam_switches/ENG/GXA01H.pdf | Manopola lucchettabile 0-1 giallo/rossa 65X65mm per asta da 7mm (GX16…20 - 7GN12…25) | http://datasheet.lovatoelectric.com/Rotary_cam_switches/ITA/GXA01H.pdf | Żółto-czerwone pokrętło, blokowane kłódką, do tabliczki 65x65mm i trzpienia 7mm (GX16…20 - 7GN12…25) | http://datasheet.lovatoelectric.com/Rotary_cam_switches/POL/GXA01H.pdf | Red/yellow 0-1 padlockable handle 65X65mm for 7mm/0.28" shaft (GX16…20 - 7GN12…25) | http://datasheet.lovatoelectric.com/Rotary_cam_switches/RON/GXA01H.pdf
GXA11 |  |  | Red/yellow 0-1 padlockable handle 65X65mm for 7mm/0.28" shaft (GX32…40 - 7GN32…63) | http://datasheet.lovatoelectric.com/Rotary_cam_switches/ENG/GXA11.pdf | Manopola lucchettabile 0-1 giallo/rossa 65X65mm per asta da 7mm (GX32…40 - 7GN32…63) | http://datasheet.lovatoelectric.com/Rotary_cam_switches/ITA/GXA11.pdf | Żółto-czerwone pokrętło, blokowane kłódką, do tabliczki 65x65mm i trzpienia 7mm (GX32…40 - 7GN32…63) | http://datasheet.lovatoelectric.com/Rotary_cam_switches/POL/GXA11.pdf | Red/yellow 0-1 padlockable handle 65X65mm for 7mm/0.28" shaft (GX32…40 - 7GN32…63) | http://datasheet.lovatoelectric.com/Rotary_cam_switches/RON/GXA11.pdf
GXM0 |  |  | IP40 blanck front plate 30X30mm/1.2X1.2" | http://datasheet.lovatoelectric.com/Rotary_cam_switches/ENG/GXM0.pdf | Mostrina frontale IP40 neutra 30X30mm | http://datasheet.lovatoelectric.com/Rotary_cam_switches/ITA/GXM0.pdf | Czysta tabliczka przednia 30x30mm, IP40 | http://datasheet.lovatoelectric.com/Rotary_cam_switches/POL/GXM0.pdf | IP40 blanck front plate 30X30mm/1.2X1.2" | http://datasheet.lovatoelectric.com/Rotary_cam_switches/RON/GXM0.pdf
GXM1 |  |  | IP40 blanck front plate 48X48mm/1.9X1.9" | http://datasheet.lovatoelectric.com/Rotary_cam_switches/ENG/GXM1.pdf | Mostrina frontale IP40 neutra 48X48mm | http://datasheet.lovatoelectric.com/Rotary_cam_switches/ITA/GXM1.pdf | Czysta tabliczka przednia 48x48mm, IP40 | http://datasheet.lovatoelectric.com/Rotary_cam_switches/POL/GXM1.pdf | IP40 blanck front plate 48X48mm/1.9X1.9" | http://datasheet.lovatoelectric.com/Rotary_cam_switches/RON/GXM1.pdf
GXM2 |  |  | IP40 blanck front plate 65X65mm/2.6X2.6" | http://datasheet.lovatoelectric.com/Rotary_cam_switches/ENG/GXM2.pdf | Mostrina frontale IP40 neutra 65X65mm | http://datasheet.lovatoelectric.com/Rotary_cam_switches/ITA/GXM2.pdf | Czysta tabliczka przednia 65x65mm, IP40 | http://datasheet.lovatoelectric.com/Rotary_cam_switches/POL/GXM2.pdf | IP40 blanck front plate 65X65mm/2.6X2.6" | http://datasheet.lovatoelectric.com/Rotary_cam_switches/RON/GXM2.pdf
GXM3 |  |  | IP40 blanck front plate 90X90mm/3.6X3.6" | http://datasheet.lovatoelectric.com/Rotary_cam_switches/ENG/GXM3.pdf | Mostrina frontale IP40 neutra 90X90mm | http://datasheet.lovatoelectric.com/Rotary_cam_switches/ITA/GXM3.pdf | Czysta tabliczka przednia 90x90mm, IP40 | http://datasheet.lovatoelectric.com/Rotary_cam_switches/POL/GXM3.pdf | IP40 blanck front plate 90X90mm/3.6X3.6" | http://datasheet.lovatoelectric.com/Rotary_cam_switches/RON/GXM3.pdf
GXM4 |  |  | IP40 BLANK FRONT PLATE132X132mm/5.2X5.2" | http://datasheet.lovatoelectric.com/Rotary_cam_switches/ENG/GXM4.pdf | Mostrina frontale IP40 neutra 132X132mm | http://datasheet.lovatoelectric.com/Rotary_cam_switches/ITA/GXM4.pdf | Czysta tabliczka przednia 132x132mm, IP40 | http://datasheet.lovatoelectric.com/Rotary_cam_switches/POL/GXM4.pdf | IP40 BLANK FRONT PLATE132X132mm/5.2X5.2" | http://datasheet.lovatoelectric.com/Rotary_cam_switches/RON/GXM4.pdf
GXM5 |  |  | IP40 blanck front plate with legend 48X60mm/1.9X2.6" | http://datasheet.lovatoelectric.com/Rotary_cam_switches/ENG/GXM5.pdf | Mostrina frontale IP40 con titolo con etichetta neutra 48X60mm | http://datasheet.lovatoelectric.com/Rotary_cam_switches/ITA/GXM5.pdf | Czysta tabliczka przednia z miejscem na opis 48x60mm, IP40 | http://datasheet.lovatoelectric.com/Rotary_cam_switches/POL/GXM5.pdf | IP40 blanck front plate with legend 48X60mm/1.9X2.6" | http://datasheet.lovatoelectric.com/Rotary_cam_switches/RON/GXM5.pdf
GXM6 |  |  | IP40 blanck front plate with legend 65X80mm/2.6X3.1" | http://datasheet.lovatoelectric.com/Rotary_cam_switches/ENG/GXM6.pdf | Mostrina frontale IP40 con titolo con etichetta neutra 65X80mm | http://datasheet.lovatoelectric.com/Rotary_cam_switches/ITA/GXM6.pdf | Czysta tabliczka przednia z miejscem na opis 65x80mm, IP40 | http://datasheet.lovatoelectric.com/Rotary_cam_switches/POL/GXM6.pdf | IP40 blanck front plate with legend 65X80mm/2.6X3.1" | http://datasheet.lovatoelectric.com/Rotary_cam_switches/RON/GXM6.pdf
GXM7 |  |  | IP40 blanck front plate with legend 90X110mm/3.6X4.4" | http://datasheet.lovatoelectric.com/Rotary_cam_switches/ENG/GXM7.pdf | Mostrina frontale IP40 con titolo con etichetta neutra 90X110mm | http://datasheet.lovatoelectric.com/Rotary_cam_switches/ITA/GXM7.pdf | Czysta tabliczka przednia z miejscem na opis 90x110mm, IP40 | http://datasheet.lovatoelectric.com/Rotary_cam_switches/POL/GXM7.pdf | IP40 blanck front plate with legend 90X110mm/3.6X4.4" | http://datasheet.lovatoelectric.com/Rotary_cam_switches/RON/GXM7.pdf